## Summary
Wind turbine capacity factor - IceWind RW600
Month | Specific production (kWh/kW) | Mean capacity factor | Maximum capacity factor | Energy production (kWh/turbine)
January | 335.6797 | 0.45118 | 1 | 201.4078
February | 275.7141 | 0.41029 | 1 | 165.4285
March | 217.5178 | 0.29236 | 1 | 130.5107
April | 203.4369 | 0.28255 | 1 | 122.0621
May | 140.0532 | 0.18824 | 1 | 84.0319
June | 75.3368 | 0.10463 | 1 | 45.2021
July | 195.7708 | 0.26313 | 1 | 117.4625
August | 165.0755 | 0.22188 | 1 | 99.0453
September | 90.54 | 0.12575 | 1 | 54.324
October | 136.7363 | 0.18379 | 1 | 82.0418
November | 295.3185 | 0.41016 | 1 | 177.1911
December | 179.1474 | 0.24079 | 1 | 107.4884
Annual total/mean | 2310.327 | 0.26374 | 1 | 1386.1962

## Hourly profile
Date and time | Wind speed at reference height (m/s) | Wind speed at turbine height (m/s) | Capacity factor (-) | Turbine power (kW)
2015-01-01 | 2 | 1.815 | 0 | 0
2015-01-01 01:00 | 2 | 1.815 | 0 | 0
2015-01-01 02:00 | 2.5 | 2.2688 | 0 | 0
2015-01-01 03:00 | 2.6 | 2.3595 | 0 | 0
2015-01-01 04:00 | 1.9 | 1.7243 | 0 | 0
2015-01-01 05:00 | 2.9 | 2.6318 | 0.0026453 | 0.0015872
2015-01-01 06:00 | 2.6 | 2.3595 | 0 | 0
2015-01-01 07:00 | 2.2 | 1.9965 | 0 | 0
2015-01-01 08:00 | 4.2 | 3.8116 | 0.040381 | 0.024229
2015-01-01 09:00 | 2.5 | 2.2688 | 0 | 0
2015-01-01 10:00 | 6 | 5.4451 | 0.14813 | 0.08888
2015-01-01 11:00 | 2.9 | 2.6318 | 0.0026453 | 0.0015872
2015-01-01 12:00 | 3.5 | 3.1763 | 0.016681 | 0.010009
2015-01-01 13:00 | 1.9 | 1.7243 | 0 | 0
2015-01-01 14:00 | 3 | 2.7226 | 0.0046278 | 0.0027767
2015-01-01 15:00 | 3.2 | 2.9041 | 0.0090073 | 0.0054044
2015-01-01 16:00 | 3.2 | 2.9041 | 0.0090073 | 0.0054044
2015-01-01 17:00 | 3 | 2.7226 | 0.0046278 | 0.0027767
2015-01-01 18:00 | 2.1 | 1.9058 | 0 | 0
2015-01-01 19:00 | 0.6 | 0.54451 | 0 | 0
2015-01-01 20:00 | 0.5 | 0.45376 | 0 | 0
2015-01-01 21:00 | 0.6 | 0.54451 | 0 | 0
2015-01-01 22:00 | 3.2 | 2.9041 | 0.0090073 | 0.0054044
2015-01-01 23:00 | 3.2 | 2.9041 | 0.0090073 | 0.0054044
2015-01-02 | 6.5 | 5.8989 | 0.19265 | 0.11559
2015-01-02 01:00 | 6.8 | 6.1711 | 0.22287 | 0.13372
2015-01-02 02:00 | 4.7 | 4.2653 | 0.062959 | 0.037775
2015-01-02 03:00 | 6.7 | 6.0804 | 0.21249 | 0.1275
2015-01-02 04:00 | 6.6 | 5.9896 | 0.20242 | 0.12145
2015-01-02 05:00 | 6.8 | 6.1711 | 0.22287 | 0.13372
2015-01-02 06:00 | 7.8 | 7.0786 | 0.34445 | 0.20667
2015-01-02 07:00 | 6.7 | 6.0804 | 0.21249 | 0.1275
2015-01-02 08:00 | 8.1 | 7.3509 | 0.38764 | 0.23259
2015-01-02 09:00 | 9.6 | 8.7122 | 0.6559 | 0.39354
2015-01-02 10:00 | 7.2 | 6.5341 | 0.26753 | 0.16052
2015-01-02 11:00 | 7 | 6.3526 | 0.24456 | 0.14674
2015-01-02 12:00 | 6.2 | 5.6266 | 0.16509 | 0.099052
2015-01-02 13:00 | 7.1 | 6.4434 | 0.25588 | 0.15353
2015-01-02 14:00 | 7.8 | 7.0786 | 0.34445 | 0.20667
2015-01-02 15:00 | 6.4 | 5.8081 | 0.18317 | 0.1099
2015-01-02 16:00 | 7 | 6.3526 | 0.24456 | 0.14674
2015-01-02 17:00 | 6.7 | 6.0804 | 0.21249 | 0.1275
2015-01-02 18:00 | 7.8 | 7.0786 | 0.34445 | 0.20667
2015-01-02 19:00 | 6.4 | 5.8081 | 0.18317 | 0.1099
2015-01-02 20:00 | 7.6 | 6.8971 | 0.31744 | 0.19046
2015-01-02 21:00 | 5.3 | 4.8099 | 0.097168 | 0.058301
2015-01-02 22:00 | 5.3 | 4.8099 | 0.097168 | 0.058301
2015-01-02 23:00 | 8 | 7.2602 | 0.37288 | 0.22373
2015-01-03 | 7.8 | 7.0786 | 0.34445 | 0.20667
2015-01-03 01:00 | 5.5 | 4.9914 | 0.11045 | 0.066272
2015-01-03 02:00 | 8.4 | 7.6232 | 0.43416 | 0.2605
2015-01-03 03:00 | 7.1 | 6.4434 | 0.25588 | 0.15353
2015-01-03 04:00 | 6.5 | 5.8989 | 0.19265 | 0.11559
2015-01-03 05:00 | 7 | 6.3526 | 0.24456 | 0.14674
2015-01-03 06:00 | 8.9 | 8.0769 | 0.5194 | 0.31164
2015-01-03 07:00 | 9.1 | 8.2584 | 0.5563 | 0.33378
2015-01-03 08:00 | 9.6 | 8.7122 | 0.6559 | 0.39354
2015-01-03 09:00 | 9.7 | 8.8029 | 0.67711 | 0.40627
2015-01-03 10:00 | 10.6 | 9.6197 | 0.88845 | 0.53307
2015-01-03 11:00 | 9.8 | 8.8937 | 0.69876 | 0.41926
2015-01-03 12:00 | 8.5 | 7.7139 | 0.45043 | 0.27026
2015-01-03 13:00 | 10.4 | 9.4382 | 0.83822 | 0.50293
2015-01-03 14:00 | 9.9 | 8.9844 | 0.72086 | 0.43252
2015-01-03 15:00 | 10.5 | 9.529 | 0.8631 | 0.51786
2015-01-03 16:00 | 14.8 | 13.4313 | 1 | 0.6
2015-01-03 17:00 | 13.5 | 12.2515 | 1 | 0.6
2015-01-03 18:00 | 12.7 | 11.5255 | 1 | 0.6
2015-01-03 19:00 | 12.6 | 11.4347 | 1 | 0.6
2015-01-03 20:00 | 14 | 12.7053 | 1 | 0.6
2015-01-03 21:00 | 13.5 | 12.2515 | 1 | 0.6
2015-01-03 22:00 | 13.4 | 12.1608 | 1 | 0.6
2015-01-03 23:00 | 12.8 | 11.6162 | 1 | 0.6
2015-01-04 | 12.4 | 11.2532 | 1 | 0.6
2015-01-04 01:00 | 13.9 | 12.6145 | 1 | 0.6
2015-01-04 02:00 | 12.4 | 11.2532 | 1 | 0.6
2015-01-04 03:00 | 11.5 | 10.4365 | 1 | 0.6
2015-01-04 04:00 | 8.6 | 7.8047 | 0.46708 | 0.28025
2015-01-04 05:00 | 10.4 | 9.4382 | 0.83822 | 0.50293
2015-01-04 06:00 | 10.3 | 9.3474 | 0.81382 | 0.48829
2015-01-04 07:00 | 9.7 | 8.8029 | 0.67711 | 0.40627
2015-01-04 08:00 | 7.7 | 6.9879 | 0.33077 | 0.19846
2015-01-04 09:00 | 7.7 | 6.9879 | 0.33077 | 0.19846
2015-01-04 10:00 | 8.4 | 7.6232 | 0.43416 | 0.2605
2015-01-04 11:00 | 8.9 | 8.0769 | 0.5194 | 0.31164
2015-01-04 12:00 | 8.8 | 7.9862 | 0.50156 | 0.30094
2015-01-04 13:00 | 6.8 | 6.1711 | 0.22287 | 0.13372
2015-01-04 14:00 | 6.9 | 6.2619 | 0.23356 | 0.14014
2015-01-04 15:00 | 6.5 | 5.8989 | 0.19265 | 0.11559
2015-01-04 16:00 | 6.2 | 5.6266 | 0.16509 | 0.099052
2015-01-04 17:00 | 5 | 4.5376 | 0.079038 | 0.047423
2015-01-04 18:00 | 5.6 | 5.0821 | 0.11747 | 0.070482
2015-01-04 19:00 | 6 | 5.4451 | 0.14813 | 0.08888
2015-01-04 20:00 | 5.7 | 5.1729 | 0.12474 | 0.074845
2015-01-04 21:00 | 5 | 4.5376 | 0.079038 | 0.047423
2015-01-04 22:00 | 5 | 4.5376 | 0.079038 | 0.047423
2015-01-04 23:00 | 4.3 | 3.9023 | 0.044496 | 0.026697
2015-01-05 | 4.3 | 3.9023 | 0.044496 | 0.026697
2015-01-05 01:00 | 4.9 | 4.4468 | 0.073457 | 0.044074
2015-01-05 02:00 | 4.6 | 4.1746 | 0.058033 | 0.03482
2015-01-05 03:00 | 4.3 | 3.9023 | 0.044496 | 0.026697
2015-01-05 04:00 | 5.7 | 5.1729 | 0.12474 | 0.074845
2015-01-05 05:00 | 5.3 | 4.8099 | 0.097168 | 0.058301
2015-01-05 06:00 | 3.8 | 3.4486 | 0.025791 | 0.015474
2015-01-05 07:00 | 4.1 | 3.7208 | 0.036458 | 0.021875
2015-01-05 08:00 | 3.7 | 3.3578 | 0.022587 | 0.013552
2015-01-05 09:00 | 3.1 | 2.8133 | 0.0067469 | 0.0040482
2015-01-05 10:00 | 4.9 | 4.4468 | 0.073457 | 0.044074
2015-01-05 11:00 | 2.9 | 2.6318 | 0.0026453 | 0.0015872
2015-01-05 12:00 | 4.5 | 4.0838 | 0.053317 | 0.03199
2015-01-05 13:00 | 3 | 2.7226 | 0.0046278 | 0.0027767
2015-01-05 14:00 | 3.7 | 3.3578 | 0.022587 | 0.013552
2015-01-05 15:00 | 4.2 | 3.8116 | 0.040381 | 0.024229
2015-01-05 16:00 | 1.8 | 1.6335 | 0 | 0
2015-01-05 17:00 | 3.4 | 3.0856 | 0.01397 | 0.008382
2015-01-05 18:00 | 1.8 | 1.6335 | 0 | 0
2015-01-05 19:00 | 3.7 | 3.3578 | 0.022587 | 0.013552
2015-01-05 20:00 | 4.2 | 3.8116 | 0.040381 | 0.024229
2015-01-05 21:00 | 2.9 | 2.6318 | 0.0026453 | 0.0015872
2015-01-05 22:00 | 4.1 | 3.7208 | 0.036458 | 0.021875
2015-01-05 23:00 | 4 | 3.6301 | 0.032721 | 0.019633
2015-01-06 | 4.5 | 4.0838 | 0.053317 | 0.03199
2015-01-06 01:00 | 4.1 | 3.7208 | 0.036458 | 0.021875
2015-01-06 02:00 | 4.3 | 3.9023 | 0.044496 | 0.026697
2015-01-06 03:00 | 7.1 | 6.4434 | 0.25588 | 0.15353
2015-01-06 04:00 | 7.1 | 6.4434 | 0.25588 | 0.15353
2015-01-06 05:00 | 7 | 6.3526 | 0.24456 | 0.14674
2015-01-06 06:00 | 7.3 | 6.6249 | 0.2795 | 0.1677
2015-01-06 07:00 | 8 | 7.2602 | 0.37288 | 0.22373
2015-01-06 08:00 | 6.6 | 5.9896 | 0.20242 | 0.12145
2015-01-06 09:00 | 8.7 | 7.8954 | 0.48412 | 0.29047
2015-01-06 10:00 | 9 | 8.1677 | 0.53765 | 0.32259
2015-01-06 11:00 | 7.6 | 6.8971 | 0.31744 | 0.19046
2015-01-06 12:00 | 8.5 | 7.7139 | 0.45043 | 0.27026
2015-01-06 13:00 | 7.2 | 6.5341 | 0.26753 | 0.16052
2015-01-06 14:00 | 8.1 | 7.3509 | 0.38764 | 0.23259
2015-01-06 15:00 | 8.7 | 7.8954 | 0.48412 | 0.29047
2015-01-06 16:00 | 9 | 8.1677 | 0.53765 | 0.32259
2015-01-06 17:00 | 7.8 | 7.0786 | 0.34445 | 0.20667
2015-01-06 18:00 | 9.4 | 8.5307 | 0.61478 | 0.36887
2015-01-06 19:00 | 8.4 | 7.6232 | 0.43416 | 0.2605
2015-01-06 20:00 | 6.6 | 5.9896 | 0.20242 | 0.12145
2015-01-06 21:00 | 5 | 4.5376 | 0.079038 | 0.047423
2015-01-06 22:00 | 6.1 | 5.5359 | 0.15647 | 0.093883
2015-01-06 23:00 | 4 | 3.6301 | 0.032721 | 0.019633
2015-01-07 | 5.2 | 4.7191 | 0.090889 | 0.054533
2015-01-07 01:00 | 6.3 | 5.7174 | 0.17398 | 0.10439
2015-01-07 02:00 | 5.7 | 5.1729 | 0.12474 | 0.074845
2015-01-07 03:00 | 5.6 | 5.0821 | 0.11747 | 0.070482
2015-01-07 04:00 | 6 | 5.4451 | 0.14813 | 0.08888
2015-01-07 05:00 | 6.8 | 6.1711 | 0.22287 | 0.13372
2015-01-07 06:00 | 6.5 | 5.8989 | 0.19265 | 0.11559
2015-01-07 07:00 | 6.9 | 6.2619 | 0.23356 | 0.14014
2015-01-07 08:00 | 6.8 | 6.1711 | 0.22287 | 0.13372
2015-01-07 09:00 | 7.7 | 6.9879 | 0.33077 | 0.19846
2015-01-07 10:00 | 9.2 | 8.3492 | 0.57538 | 0.34523
2015-01-07 11:00 | 10.5 | 9.529 | 0.8631 | 0.51786
2015-01-07 12:00 | 9.2 | 8.3492 | 0.57538 | 0.34523
2015-01-07 13:00 | 8.7 | 7.8954 | 0.48412 | 0.29047
2015-01-07 14:00 | 7.4 | 6.7156 | 0.29181 | 0.17509
2015-01-07 15:00 | 5 | 4.5376 | 0.079038 | 0.047423
2015-01-07 16:00 | 2.9 | 2.6318 | 0.0026453 | 0.0015872
2015-01-07 17:00 | 6.9 | 6.2619 | 0.23356 | 0.14014
2015-01-07 18:00 | 6.3 | 5.7174 | 0.17398 | 0.10439
2015-01-07 19:00 | 5.1 | 4.6283 | 0.084847 | 0.050908
2015-01-07 20:00 | 5.8 | 5.2636 | 0.13227 | 0.079364
2015-01-07 21:00 | 7 | 6.3526 | 0.24456 | 0.14674
2015-01-07 22:00 | 5.6 | 5.0821 | 0.11747 | 0.070482
2015-01-07 23:00 | 4.2 | 3.8116 | 0.040381 | 0.024229
2015-01-08 | 1.9 | 1.7243 | 0 | 0
2015-01-08 01:00 | 1.6 | 1.452 | 0 | 0
2015-01-08 02:00 | 1.4 | 1.2705 | 0 | 0
2015-01-08 03:00 | 2.5 | 2.2688 | 0 | 0
2015-01-08 04:00 | 2.3 | 2.0873 | 0 | 0
2015-01-08 05:00 | 3.2 | 2.9041 | 0.0090073 | 0.0054044
2015-01-08 06:00 | 3.6 | 3.2671 | 0.019552 | 0.011731
2015-01-08 07:00 | 4.4 | 3.9931 | 0.048806 | 0.029284
2015-01-08 08:00 | 4.9 | 4.4468 | 0.073457 | 0.044074
2015-01-08 09:00 | 4.8 | 4.3561 | 0.068098 | 0.040859
2015-01-08 10:00 | 6.3 | 5.7174 | 0.17398 | 0.10439
2015-01-08 11:00 | 7.7 | 6.9879 | 0.33077 | 0.19846
2015-01-08 12:00 | 6 | 5.4451 | 0.14813 | 0.08888
2015-01-08 13:00 | 9.2 | 8.3492 | 0.57538 | 0.34523
2015-01-08 14:00 | 8.7 | 7.8954 | 0.48412 | 0.29047
2015-01-08 15:00 | 10.9 | 9.892 | 0.96743 | 0.58046
2015-01-08 16:00 | 11.4 | 10.3457 | 1 | 0.6
2015-01-08 17:00 | 12.4 | 11.2532 | 1 | 0.6
2015-01-08 18:00 | 13.3 | 12.07 | 1 | 0.6
2015-01-08 19:00 | 12.7 | 11.5255 | 1 | 0.6
2015-01-08 20:00 | 13.4 | 12.1608 | 1 | 0.6
2015-01-08 21:00 | 15.6 | 14.1573 | 1 | 0.6
2015-01-08 22:00 | 15.5 | 14.0665 | 1 | 0.6
2015-01-08 23:00 | 14.2 | 12.8868 | 1 | 0.6
2015-01-09 | 13.2 | 11.9793 | 1 | 0.6
2015-01-09 01:00 | 9.1 | 8.2584 | 0.5563 | 0.33378
2015-01-09 02:00 | 5.1 | 4.6283 | 0.084847 | 0.050908
2015-01-09 03:00 | 5.6 | 5.0821 | 0.11747 | 0.070482
2015-01-09 04:00 | 9.1 | 8.2584 | 0.5563 | 0.33378
2015-01-09 05:00 | 9.8 | 8.8937 | 0.69876 | 0.41926
2015-01-09 06:00 | 9.9 | 8.9844 | 0.72086 | 0.43252
2015-01-09 07:00 | 10 | 9.0752 | 0.74342 | 0.44605
2015-01-09 08:00 | 10.6 | 9.6197 | 0.88845 | 0.53307
2015-01-09 09:00 | 9.8 | 8.8937 | 0.69876 | 0.41926
2015-01-09 10:00 | 9.5 | 8.6214 | 0.63512 | 0.38107
2015-01-09 11:00 | 9.5 | 8.6214 | 0.63512 | 0.38107
2015-01-09 12:00 | 9.8 | 8.8937 | 0.69876 | 0.41926
2015-01-09 13:00 | 9.9 | 8.9844 | 0.72086 | 0.43252
2015-01-09 14:00 | 8.8 | 7.9862 | 0.50156 | 0.30094
2015-01-09 15:00 | 7.2 | 6.5341 | 0.26753 | 0.16052
2015-01-09 16:00 | 6.8 | 6.1711 | 0.22287 | 0.13372
2015-01-09 17:00 | 6.7 | 6.0804 | 0.21249 | 0.1275
2015-01-09 18:00 | 6.5 | 5.8989 | 0.19265 | 0.11559
2015-01-09 19:00 | 5.7 | 5.1729 | 0.12474 | 0.074845
2015-01-09 20:00 | 4.9 | 4.4468 | 0.073457 | 0.044074
2015-01-09 21:00 | 7.4 | 6.7156 | 0.29181 | 0.17509
2015-01-09 22:00 | 7.6 | 6.8971 | 0.31744 | 0.19046
2015-01-09 23:00 | 5.8 | 5.2636 | 0.13227 | 0.079364
2015-01-10 | 5 | 4.5376 | 0.079038 | 0.047423
2015-01-10 01:00 | 4.3 | 3.9023 | 0.044496 | 0.026697
2015-01-10 02:00 | 3.5 | 3.1763 | 0.016681 | 0.010009
2015-01-10 03:00 | 4.3 | 3.9023 | 0.044496 | 0.026697
2015-01-10 04:00 | 3.5 | 3.1763 | 0.016681 | 0.010009
2015-01-10 05:00 | 3.3 | 2.9948 | 0.011414 | 0.0068481
2015-01-10 06:00 | 3.5 | 3.1763 | 0.016681 | 0.010009
2015-01-10 07:00 | 6 | 5.4451 | 0.14813 | 0.08888
2015-01-10 08:00 | 5.2 | 4.7191 | 0.090889 | 0.054533
2015-01-10 09:00 | 5.6 | 5.0821 | 0.11747 | 0.070482
2015-01-10 10:00 | 4.4 | 3.9931 | 0.048806 | 0.029284
2015-01-10 11:00 | 5.2 | 4.7191 | 0.090889 | 0.054533
2015-01-10 12:00 | 5.5 | 4.9914 | 0.11045 | 0.066272
2015-01-10 13:00 | 5.9 | 5.3544 | 0.14007 | 0.084041
2015-01-10 14:00 | 5.3 | 4.8099 | 0.097168 | 0.058301
2015-01-10 15:00 | 6.9 | 6.2619 | 0.23356 | 0.14014
2015-01-10 16:00 | 6.4 | 5.8081 | 0.18317 | 0.1099
2015-01-10 17:00 | 5.5 | 4.9914 | 0.11045 | 0.066272
2015-01-10 18:00 | 5.9 | 5.3544 | 0.14007 | 0.084041
2015-01-10 19:00 | 5.8 | 5.2636 | 0.13227 | 0.079364
2015-01-10 20:00 | 5.3 | 4.8099 | 0.097168 | 0.058301
2015-01-10 21:00 | 5.3 | 4.8099 | 0.097168 | 0.058301
2015-01-10 22:00 | 4.3 | 3.9023 | 0.044496 | 0.026697
2015-01-10 23:00 | 5.7 | 5.1729 | 0.12474 | 0.074845
2015-01-11 | 5.8 | 5.2636 | 0.13227 | 0.079364
2015-01-11 01:00 | 7 | 6.3526 | 0.24456 | 0.14674
2015-01-11 02:00 | 7.2 | 6.5341 | 0.26753 | 0.16052
2015-01-11 03:00 | 7.1 | 6.4434 | 0.25588 | 0.15353
2015-01-11 04:00 | 6.1 | 5.5359 | 0.15647 | 0.093883
2015-01-11 05:00 | 8.9 | 8.0769 | 0.5194 | 0.31164
2015-01-11 06:00 | 9.6 | 8.7122 | 0.6559 | 0.39354
2015-01-11 07:00 | 7.9 | 7.1694 | 0.35849 | 0.21509
2015-01-11 08:00 | 7.4 | 6.7156 | 0.29181 | 0.17509
2015-01-11 09:00 | 6.4 | 5.8081 | 0.18317 | 0.1099
2015-01-11 10:00 | 7.5 | 6.8064 | 0.30445 | 0.18267
2015-01-11 11:00 | 8.9 | 8.0769 | 0.5194 | 0.31164
2015-01-11 12:00 | 9 | 8.1677 | 0.53765 | 0.32259
2015-01-11 13:00 | 9.4 | 8.5307 | 0.61478 | 0.36887
2015-01-11 14:00 | 9.2 | 8.3492 | 0.57538 | 0.34523
2015-01-11 15:00 | 7.2 | 6.5341 | 0.26753 | 0.16052
2015-01-11 16:00 | 9.4 | 8.5307 | 0.61478 | 0.36887
2015-01-11 17:00 | 10.8 | 9.8012 | 0.94061 | 0.56437
2015-01-11 18:00 | 10.8 | 9.8012 | 0.94061 | 0.56437
2015-01-11 19:00 | 12.1 | 10.981 | 1 | 0.6
2015-01-11 20:00 | 11.9 | 10.7995 | 1 | 0.6
2015-01-11 21:00 | 13.1 | 11.8885 | 1 | 0.6
2015-01-11 22:00 | 11.1 | 10.0735 | 1 | 0.6
2015-01-11 23:00 | 10 | 9.0752 | 0.74342 | 0.44605
2015-01-12 | 10 | 9.0752 | 0.74342 | 0.44605
2015-01-12 01:00 | 9.1 | 8.2584 | 0.5563 | 0.33378
2015-01-12 02:00 | 7.3 | 6.6249 | 0.2795 | 0.1677
2015-01-12 03:00 | 8.4 | 7.6232 | 0.43416 | 0.2605
2015-01-12 04:00 | 8.1 | 7.3509 | 0.38764 | 0.23259
2015-01-12 05:00 | 7.9 | 7.1694 | 0.35849 | 0.21509
2015-01-12 06:00 | 8.4 | 7.6232 | 0.43416 | 0.2605
2015-01-12 07:00 | 7.9 | 7.1694 | 0.35849 | 0.21509
2015-01-12 08:00 | 6.7 | 6.0804 | 0.21249 | 0.1275
2015-01-12 09:00 | 6.2 | 5.6266 | 0.16509 | 0.099052
2015-01-12 10:00 | 5.9 | 5.3544 | 0.14007 | 0.084041
2015-01-12 11:00 | 6.2 | 5.6266 | 0.16509 | 0.099052
2015-01-12 12:00 | 4.7 | 4.2653 | 0.062959 | 0.037775
2015-01-12 13:00 | 5.3 | 4.8099 | 0.097168 | 0.058301
2015-01-12 14:00 | 6.4 | 5.8081 | 0.18317 | 0.1099
2015-01-12 15:00 | 6.1 | 5.5359 | 0.15647 | 0.093883
2015-01-12 16:00 | 6.4 | 5.8081 | 0.18317 | 0.1099
2015-01-12 17:00 | 5.8 | 5.2636 | 0.13227 | 0.079364
2015-01-12 18:00 | 5.4 | 4.9006 | 0.10369 | 0.062213
2015-01-12 19:00 | 4.8 | 4.3561 | 0.068098 | 0.040859
2015-01-12 20:00 | 5.8 | 5.2636 | 0.13227 | 0.079364
2015-01-12 21:00 | 4.8 | 4.3561 | 0.068098 | 0.040859
2015-01-12 22:00 | 3.4 | 3.0856 | 0.01397 | 0.008382
2015-01-12 23:00 | 5.4 | 4.9006 | 0.10369 | 0.062213
2015-01-13 | 4.8 | 4.3561 | 0.068098 | 0.040859
2015-01-13 01:00 | 3.9 | 3.5393 | 0.029167 | 0.0175
2015-01-13 02:00 | 7.6 | 6.8971 | 0.31744 | 0.19046
2015-01-13 03:00 | 5.8 | 5.2636 | 0.13227 | 0.079364
2015-01-13 04:00 | 4.4 | 3.9931 | 0.048806 | 0.029284
2015-01-13 05:00 | 3.8 | 3.4486 | 0.025791 | 0.015474
2015-01-13 06:00 | 4.2 | 3.8116 | 0.040381 | 0.024229
2015-01-13 07:00 | 3.5 | 3.1763 | 0.016681 | 0.010009
2015-01-13 08:00 | 6.9 | 6.2619 | 0.23356 | 0.14014
2015-01-13 09:00 | 4.7 | 4.2653 | 0.062959 | 0.037775
2015-01-13 10:00 | 7.4 | 6.7156 | 0.29181 | 0.17509
2015-01-13 11:00 | 6.3 | 5.7174 | 0.17398 | 0.10439
2015-01-13 12:00 | 8.3 | 7.5324 | 0.41828 | 0.25097
2015-01-13 13:00 | 8.4 | 7.6232 | 0.43416 | 0.2605
2015-01-13 14:00 | 6.7 | 6.0804 | 0.21249 | 0.1275
2015-01-13 15:00 | 8.6 | 7.8047 | 0.46708 | 0.28025
2015-01-13 16:00 | 12.1 | 10.981 | 1 | 0.6
2015-01-13 17:00 | 12.9 | 11.707 | 1 | 0.6
2015-01-13 18:00 | 12.1 | 10.981 | 1 | 0.6
2015-01-13 19:00 | 10.9 | 9.892 | 0.96743 | 0.58046
2015-01-13 20:00 | 10.3 | 9.3474 | 0.81382 | 0.48829
2015-01-13 21:00 | 9.7 | 8.8029 | 0.67711 | 0.40627
2015-01-13 22:00 | 11 | 9.9827 | 0.99474 | 0.59684
2015-01-13 23:00 | 11.8 | 10.7087 | 1 | 0.6
2015-01-14 | 14.1 | 12.796 | 1 | 0.6
2015-01-14 01:00 | 15.7 | 14.2481 | 1 | 0.6
2015-01-14 02:00 | 13.8 | 12.5238 | 1 | 0.6
2015-01-14 03:00 | 10.3 | 9.3474 | 0.81382 | 0.48829
2015-01-14 04:00 | 9 | 8.1677 | 0.53765 | 0.32259
2015-01-14 05:00 | 10.2 | 9.2567 | 0.78989 | 0.47393
2015-01-14 06:00 | 12.2 | 11.0717 | 1 | 0.6
2015-01-14 07:00 | 9.1 | 8.2584 | 0.5563 | 0.33378
2015-01-14 08:00 | 13.5 | 12.2515 | 1 | 0.6
2015-01-14 09:00 | 12 | 10.8902 | 1 | 0.6
2015-01-14 10:00 | 13.9 | 12.6145 | 1 | 0.6
2015-01-14 11:00 | 11.8 | 10.7087 | 1 | 0.6
2015-01-14 12:00 | 15.6 | 14.1573 | 1 | 0.6
2015-01-14 13:00 | 17.9 | 16.2446 | 1 | 0.6
2015-01-14 14:00 | 15.4 | 13.9758 | 1 | 0.6
2015-01-14 15:00 | 13 | 11.7977 | 1 | 0.6
2015-01-14 16:00 | 8.1 | 7.3509 | 0.38764 | 0.23259
2015-01-14 17:00 | 8.5 | 7.7139 | 0.45043 | 0.27026
2015-01-14 18:00 | 10.1 | 9.1659 | 0.76642 | 0.45985
2015-01-14 19:00 | 12.5 | 11.344 | 1 | 0.6
2015-01-14 20:00 | 16.7 | 15.1556 | 1 | 0.6
2015-01-14 21:00 | 12 | 10.8902 | 1 | 0.6
2015-01-14 22:00 | 14.5 | 13.159 | 1 | 0.6
2015-01-14 23:00 | 15.4 | 13.9758 | 1 | 0.6
2015-01-15 | 12.8 | 11.6162 | 1 | 0.6
2015-01-15 01:00 | 7.9 | 7.1694 | 0.35849 | 0.21509
2015-01-15 02:00 | 10.7 | 9.7105 | 0.91429 | 0.54857
2015-01-15 03:00 | 10.4 | 9.4382 | 0.83822 | 0.50293
2015-01-15 04:00 | 12.4 | 11.2532 | 1 | 0.6
2015-01-15 05:00 | 9.2 | 8.3492 | 0.57538 | 0.34523
2015-01-15 06:00 | 11.2 | 10.1642 | 1 | 0.6
2015-01-15 07:00 | 9.1 | 8.2584 | 0.5563 | 0.33378
2015-01-15 08:00 | 9.3 | 8.4399 | 0.59487 | 0.35692
2015-01-15 09:00 | 7.9 | 7.1694 | 0.35849 | 0.21509
2015-01-15 10:00 | 7.8 | 7.0786 | 0.34445 | 0.20667
2015-01-15 11:00 | 9 | 8.1677 | 0.53765 | 0.32259
2015-01-15 12:00 | 8 | 7.2602 | 0.37288 | 0.22373
2015-01-15 13:00 | 7.7 | 6.9879 | 0.33077 | 0.19846
2015-01-15 14:00 | 8 | 7.2602 | 0.37288 | 0.22373
2015-01-15 15:00 | 7.9 | 7.1694 | 0.35849 | 0.21509
2015-01-15 16:00 | 7.8 | 7.0786 | 0.34445 | 0.20667
2015-01-15 17:00 | 7.4 | 6.7156 | 0.29181 | 0.17509
2015-01-15 18:00 | 8.7 | 7.8954 | 0.48412 | 0.29047
2015-01-15 19:00 | 9.1 | 8.2584 | 0.5563 | 0.33378
2015-01-15 20:00 | 10.5 | 9.529 | 0.8631 | 0.51786
2015-01-15 21:00 | 8.8 | 7.9862 | 0.50156 | 0.30094
2015-01-15 22:00 | 7.9 | 7.1694 | 0.35849 | 0.21509
2015-01-15 23:00 | 8.4 | 7.6232 | 0.43416 | 0.2605
2015-01-16 | 10.4 | 9.4382 | 0.83822 | 0.50293
2015-01-16 01:00 | 12 | 10.8902 | 1 | 0.6
2015-01-16 02:00 | 12.2 | 11.0717 | 1 | 0.6
2015-01-16 03:00 | 11.7 | 10.618 | 1 | 0.6
2015-01-16 04:00 | 11.4 | 10.3457 | 1 | 0.6
2015-01-16 05:00 | 8.7 | 7.8954 | 0.48412 | 0.29047
2015-01-16 06:00 | 9.4 | 8.5307 | 0.61478 | 0.36887
2015-01-16 07:00 | 11.7 | 10.618 | 1 | 0.6
2015-01-16 08:00 | 10.8 | 9.8012 | 0.94061 | 0.56437
2015-01-16 09:00 | 10.2 | 9.2567 | 0.78989 | 0.47393
2015-01-16 10:00 | 9.3 | 8.4399 | 0.59487 | 0.35692
2015-01-16 11:00 | 9.5 | 8.6214 | 0.63512 | 0.38107
2015-01-16 12:00 | 11.8 | 10.7087 | 1 | 0.6
2015-01-16 13:00 | 10.9 | 9.892 | 0.96743 | 0.58046
2015-01-16 14:00 | 11.5 | 10.4365 | 1 | 0.6
2015-01-16 15:00 | 11.1 | 10.0735 | 1 | 0.6
2015-01-16 16:00 | 13.5 | 12.2515 | 1 | 0.6
2015-01-16 17:00 | 14.7 | 13.3405 | 1 | 0.6
2015-01-16 18:00 | 12 | 10.8902 | 1 | 0.6
2015-01-16 19:00 | 11.2 | 10.1642 | 1 | 0.6
2015-01-16 20:00 | 11 | 9.9827 | 0.99474 | 0.59684
2015-01-16 21:00 | 9.3 | 8.4399 | 0.59487 | 0.35692
2015-01-16 22:00 | 10.9 | 9.892 | 0.96743 | 0.58046
2015-01-16 23:00 | 9.4 | 8.5307 | 0.61478 | 0.36887
2015-01-17 | 11.6 | 10.5272 | 1 | 0.6
2015-01-17 01:00 | 9.6 | 8.7122 | 0.6559 | 0.39354
2015-01-17 02:00 | 12.2 | 11.0717 | 1 | 0.6
2015-01-17 03:00 | 8.7 | 7.8954 | 0.48412 | 0.29047
2015-01-17 04:00 | 7.4 | 6.7156 | 0.29181 | 0.17509
2015-01-17 05:00 | 8.8 | 7.9862 | 0.50156 | 0.30094
2015-01-17 06:00 | 7.5 | 6.8064 | 0.30445 | 0.18267
2015-01-17 07:00 | 9.7 | 8.8029 | 0.67711 | 0.40627
2015-01-17 08:00 | 8.2 | 7.4417 | 0.40277 | 0.24166
2015-01-17 09:00 | 7.4 | 6.7156 | 0.29181 | 0.17509
2015-01-17 10:00 | 7.6 | 6.8971 | 0.31744 | 0.19046
2015-01-17 11:00 | 11.1 | 10.0735 | 1 | 0.6
2015-01-17 12:00 | 14.1 | 12.796 | 1 | 0.6
2015-01-17 13:00 | 8.9 | 8.0769 | 0.5194 | 0.31164
2015-01-17 14:00 | 7.7 | 6.9879 | 0.33077 | 0.19846
2015-01-17 15:00 | 8.5 | 7.7139 | 0.45043 | 0.27026
2015-01-17 16:00 | 5.1 | 4.6283 | 0.084847 | 0.050908
2015-01-17 17:00 | 4.5 | 4.0838 | 0.053317 | 0.03199
2015-01-17 18:00 | 4.3 | 3.9023 | 0.044496 | 0.026697
2015-01-17 19:00 | 3.8 | 3.4486 | 0.025791 | 0.015474
2015-01-17 20:00 | 3.6 | 3.2671 | 0.019552 | 0.011731
2015-01-17 21:00 | 3.8 | 3.4486 | 0.025791 | 0.015474
2015-01-17 22:00 | 3.2 | 2.9041 | 0.0090073 | 0.0054044
2015-01-17 23:00 | 1.8 | 1.6335 | 0 | 0
2015-01-18 | 2.3 | 2.0873 | 0 | 0
2015-01-18 01:00 | 1.9 | 1.7243 | 0 | 0
2015-01-18 02:00 | 1.8 | 1.6335 | 0 | 0
2015-01-18 03:00 | 0.7 | 0.63526 | 0 | 0
2015-01-18 04:00 | 0.9 | 0.81677 | 0 | 0
2015-01-18 05:00 | 0.7 | 0.63526 | 0 | 0
2015-01-18 06:00 | 1.7 | 1.5428 | 0 | 0
2015-01-18 07:00 | 0.8 | 0.72602 | 0 | 0
2015-01-18 08:00 | 1.5 | 1.3613 | 0 | 0
2015-01-18 09:00 | 2 | 1.815 | 0 | 0
2015-01-18 10:00 | 2.5 | 2.2688 | 0 | 0
2015-01-18 11:00 | 0.3 | 0.27226 | 0 | 0
2015-01-18 12:00 | 1.8 | 1.6335 | 0 | 0
2015-01-18 13:00 | 1.8 | 1.6335 | 0 | 0
2015-01-18 14:00 | 1.6 | 1.452 | 0 | 0
2015-01-18 15:00 | 6.5 | 5.8989 | 0.19265 | 0.11559
2015-01-18 16:00 | 12.7 | 11.5255 | 1 | 0.6
2015-01-18 17:00 | 12.7 | 11.5255 | 1 | 0.6
2015-01-18 18:00 | 10.8 | 9.8012 | 0.94061 | 0.56437
2015-01-18 19:00 | 11.5 | 10.4365 | 1 | 0.6
2015-01-18 20:00 | 13.3 | 12.07 | 1 | 0.6
2015-01-18 21:00 | 9.7 | 8.8029 | 0.67711 | 0.40627
2015-01-18 22:00 | 5.3 | 4.8099 | 0.097168 | 0.058301
2015-01-18 23:00 | 6.3 | 5.7174 | 0.17398 | 0.10439
2015-01-19 | 8.8 | 7.9862 | 0.50156 | 0.30094
2015-01-19 01:00 | 6.1 | 5.5359 | 0.15647 | 0.093883
2015-01-19 02:00 | 4.3 | 3.9023 | 0.044496 | 0.026697
2015-01-19 03:00 | 1.8 | 1.6335 | 0 | 0
2015-01-19 04:00 | 2.3 | 2.0873 | 0 | 0
2015-01-19 05:00 | 2.4 | 2.178 | 0 | 0
2015-01-19 06:00 | 5.4 | 4.9006 | 0.10369 | 0.062213
2015-01-19 07:00 | 4.2 | 3.8116 | 0.040381 | 0.024229
2015-01-19 08:00 | 5.5 | 4.9914 | 0.11045 | 0.066272
2015-01-19 09:00 | 7.2 | 6.5341 | 0.26753 | 0.16052
2015-01-19 10:00 | 10.6 | 9.6197 | 0.88845 | 0.53307
2015-01-19 11:00 | 9.4 | 8.5307 | 0.61478 | 0.36887
2015-01-19 12:00 | 11.7 | 10.618 | 1 | 0.6
2015-01-19 13:00 | 12.1 | 10.981 | 1 | 0.6
2015-01-19 14:00 | 11.7 | 10.618 | 1 | 0.6
2015-01-19 15:00 | 11.3 | 10.255 | 1 | 0.6
2015-01-19 16:00 | 13.4 | 12.1608 | 1 | 0.6
2015-01-19 17:00 | 9.7 | 8.8029 | 0.67711 | 0.40627
2015-01-19 18:00 | 10.4 | 9.4382 | 0.83822 | 0.50293
2015-01-19 19:00 | 13.9 | 12.6145 | 1 | 0.6
2015-01-19 20:00 | 13.5 | 12.2515 | 1 | 0.6
2015-01-19 21:00 | 11.9 | 10.7995 | 1 | 0.6
2015-01-19 22:00 | 10.6 | 9.6197 | 0.88845 | 0.53307
2015-01-19 23:00 | 12.1 | 10.981 | 1 | 0.6
2015-01-20 | 12 | 10.8902 | 1 | 0.6
2015-01-20 01:00 | 10.9 | 9.892 | 0.96743 | 0.58046
2015-01-20 02:00 | 10 | 9.0752 | 0.74342 | 0.44605
2015-01-20 03:00 | 12.8 | 11.6162 | 1 | 0.6
2015-01-20 04:00 | 14.5 | 13.159 | 1 | 0.6
2015-01-20 05:00 | 10.4 | 9.4382 | 0.83822 | 0.50293
2015-01-20 06:00 | 12.5 | 11.344 | 1 | 0.6
2015-01-20 07:00 | 10.6 | 9.6197 | 0.88845 | 0.53307
2015-01-20 08:00 | 13.3 | 12.07 | 1 | 0.6
2015-01-20 09:00 | 11.1 | 10.0735 | 1 | 0.6
2015-01-20 10:00 | 12.3 | 11.1625 | 1 | 0.6
2015-01-20 11:00 | 11.1 | 10.0735 | 1 | 0.6
2015-01-20 12:00 | 10.7 | 9.7105 | 0.91429 | 0.54857
2015-01-20 13:00 | 9.2 | 8.3492 | 0.57538 | 0.34523
2015-01-20 14:00 | 6.9 | 6.2619 | 0.23356 | 0.14014
2015-01-20 15:00 | 5.6 | 5.0821 | 0.11747 | 0.070482
2015-01-20 16:00 | 5.2 | 4.7191 | 0.090889 | 0.054533
2015-01-20 17:00 | 2.4 | 2.178 | 0 | 0
2015-01-20 18:00 | 2.8 | 2.5411 | 0.00079489 | 0.00047693
2015-01-20 19:00 | 2.1 | 1.9058 | 0 | 0
2015-01-20 20:00 | 1.9 | 1.7243 | 0 | 0
2015-01-20 21:00 | 1.9 | 1.7243 | 0 | 0
2015-01-20 22:00 | 3.6 | 3.2671 | 0.019552 | 0.011731
2015-01-20 23:00 | 3.3 | 2.9948 | 0.011414 | 0.0068481
2015-01-21 | 2.2 | 1.9965 | 0 | 0
2015-01-21 01:00 | 1.6 | 1.452 | 0 | 0
2015-01-21 02:00 | 2.8 | 2.5411 | 0.00079489 | 0.00047693
2015-01-21 03:00 | 2.4 | 2.178 | 0 | 0
2015-01-21 04:00 | 2.2 | 1.9965 | 0 | 0
2015-01-21 05:00 | 1.2 | 1.089 | 0 | 0
2015-01-21 06:00 | 0.7 | 0.63526 | 0 | 0
2015-01-21 07:00 | 1.9 | 1.7243 | 0 | 0
2015-01-21 08:00 | 3.7 | 3.3578 | 0.022587 | 0.013552
2015-01-21 09:00 | 2.2 | 1.9965 | 0 | 0
2015-01-21 10:00 | 3.7 | 3.3578 | 0.022587 | 0.013552
2015-01-21 11:00 | 3.9 | 3.5393 | 0.029167 | 0.0175
2015-01-21 12:00 | 4.4 | 3.9931 | 0.048806 | 0.029284
2015-01-21 13:00 | 4.3 | 3.9023 | 0.044496 | 0.026697
2015-01-21 14:00 | 4.7 | 4.2653 | 0.062959 | 0.037775
2015-01-21 15:00 | 4.8 | 4.3561 | 0.068098 | 0.040859
2015-01-21 16:00 | 3.4 | 3.0856 | 0.01397 | 0.008382
2015-01-21 17:00 | 3.7 | 3.3578 | 0.022587 | 0.013552
2015-01-21 18:00 | 8.1 | 7.3509 | 0.38764 | 0.23259
2015-01-21 19:00 | 10.1 | 9.1659 | 0.76642 | 0.45985
2015-01-21 20:00 | 9.3 | 8.4399 | 0.59487 | 0.35692
2015-01-21 21:00 | 9.7 | 8.8029 | 0.67711 | 0.40627
2015-01-21 22:00 | 6.8 | 6.1711 | 0.22287 | 0.13372
2015-01-21 23:00 | 7.1 | 6.4434 | 0.25588 | 0.15353
2015-01-22 | 3.5 | 3.1763 | 0.016681 | 0.010009
2015-01-22 01:00 | 3.4 | 3.0856 | 0.01397 | 0.008382
2015-01-22 02:00 | 4.3 | 3.9023 | 0.044496 | 0.026697
2015-01-22 03:00 | 4.6 | 4.1746 | 0.058033 | 0.03482
2015-01-22 04:00 | 4.2 | 3.8116 | 0.040381 | 0.024229
2015-01-22 05:00 | 7.5 | 6.8064 | 0.30445 | 0.18267
2015-01-22 06:00 | 6.6 | 5.9896 | 0.20242 | 0.12145
2015-01-22 07:00 | 7.3 | 6.6249 | 0.2795 | 0.1677
2015-01-22 08:00 | 6.9 | 6.2619 | 0.23356 | 0.14014
2015-01-22 09:00 | 7 | 6.3526 | 0.24456 | 0.14674
2015-01-22 10:00 | 6.9 | 6.2619 | 0.23356 | 0.14014
2015-01-22 11:00 | 5.8 | 5.2636 | 0.13227 | 0.079364
2015-01-22 12:00 | 6.1 | 5.5359 | 0.15647 | 0.093883
2015-01-22 13:00 | 4.8 | 4.3561 | 0.068098 | 0.040859
2015-01-22 14:00 | 4.9 | 4.4468 | 0.073457 | 0.044074
2015-01-22 15:00 | 2.9 | 2.6318 | 0.0026453 | 0.0015872
2015-01-22 16:00 | 1.9 | 1.7243 | 0 | 0
2015-01-22 17:00 | 5.2 | 4.7191 | 0.090889 | 0.054533
2015-01-22 18:00 | 4.8 | 4.3561 | 0.068098 | 0.040859
2015-01-22 19:00 | 3.6 | 3.2671 | 0.019552 | 0.011731
2015-01-22 20:00 | 4.1 | 3.7208 | 0.036458 | 0.021875
2015-01-22 21:00 | 4 | 3.6301 | 0.032721 | 0.019633
2015-01-22 22:00 | 5.5 | 4.9914 | 0.11045 | 0.066272
2015-01-22 23:00 | 5.9 | 5.3544 | 0.14007 | 0.084041
2015-01-23 | 5.1 | 4.6283 | 0.084847 | 0.050908
2015-01-23 01:00 | 3.7 | 3.3578 | 0.022587 | 0.013552
2015-01-23 02:00 | 4.7 | 4.2653 | 0.062959 | 0.037775
2015-01-23 03:00 | 4 | 3.6301 | 0.032721 | 0.019633
2015-01-23 04:00 | 3.4 | 3.0856 | 0.01397 | 0.008382
2015-01-23 05:00 | 2.9 | 2.6318 | 0.0026453 | 0.0015872
2015-01-23 06:00 | 4.1 | 3.7208 | 0.036458 | 0.021875
2015-01-23 07:00 | 4.2 | 3.8116 | 0.040381 | 0.024229
2015-01-23 08:00 | 2.9 | 2.6318 | 0.0026453 | 0.0015872
2015-01-23 09:00 | 2.8 | 2.5411 | 0.00079489 | 0.00047693
2015-01-23 10:00 | 3.7 | 3.3578 | 0.022587 | 0.013552
2015-01-23 11:00 | 7.5 | 6.8064 | 0.30445 | 0.18267
2015-01-23 12:00 | 6.9 | 6.2619 | 0.23356 | 0.14014
2015-01-23 13:00 | 6.7 | 6.0804 | 0.21249 | 0.1275
2015-01-23 14:00 | 3.4 | 3.0856 | 0.01397 | 0.008382
2015-01-23 15:00 | 1.8 | 1.6335 | 0 | 0
2015-01-23 16:00 | 5.3 | 4.8099 | 0.097168 | 0.058301
2015-01-23 17:00 | 4.7 | 4.2653 | 0.062959 | 0.037775
2015-01-23 18:00 | 4.5 | 4.0838 | 0.053317 | 0.03199
2015-01-23 19:00 | 6.4 | 5.8081 | 0.18317 | 0.1099
2015-01-23 20:00 | 4.2 | 3.8116 | 0.040381 | 0.024229
2015-01-23 21:00 | 2.8 | 2.5411 | 0.00079489 | 0.00047693
2015-01-23 22:00 | 2.3 | 2.0873 | 0 | 0
2015-01-23 23:00 | 3.1 | 2.8133 | 0.0067469 | 0.0040482
2015-01-24 | 3.1 | 2.8133 | 0.0067469 | 0.0040482
2015-01-24 01:00 | 3.1 | 2.8133 | 0.0067469 | 0.0040482
2015-01-24 02:00 | 5 | 4.5376 | 0.079038 | 0.047423
2015-01-24 03:00 | 5.1 | 4.6283 | 0.084847 | 0.050908
2015-01-24 04:00 | 6.8 | 6.1711 | 0.22287 | 0.13372
2015-01-24 05:00 | 4 | 3.6301 | 0.032721 | 0.019633
2015-01-24 06:00 | 4.7 | 4.2653 | 0.062959 | 0.037775
2015-01-24 07:00 | 4.6 | 4.1746 | 0.058033 | 0.03482
2015-01-24 08:00 | 4.2 | 3.8116 | 0.040381 | 0.024229
2015-01-24 09:00 | 4.7 | 4.2653 | 0.062959 | 0.037775
2015-01-24 10:00 | 4.3 | 3.9023 | 0.044496 | 0.026697
2015-01-24 11:00 | 4.5 | 4.0838 | 0.053317 | 0.03199
2015-01-24 12:00 | 6.1 | 5.5359 | 0.15647 | 0.093883
2015-01-24 13:00 | 6.9 | 6.2619 | 0.23356 | 0.14014
2015-01-24 14:00 | 7.1 | 6.4434 | 0.25588 | 0.15353
2015-01-24 15:00 | 8.7 | 7.8954 | 0.48412 | 0.29047
2015-01-24 16:00 | 6.6 | 5.9896 | 0.20242 | 0.12145
2015-01-24 17:00 | 6.9 | 6.2619 | 0.23356 | 0.14014
2015-01-24 18:00 | 8.3 | 7.5324 | 0.41828 | 0.25097
2015-01-24 19:00 | 7.9 | 7.1694 | 0.35849 | 0.21509
2015-01-24 20:00 | 7.7 | 6.9879 | 0.33077 | 0.19846
2015-01-24 21:00 | 9 | 8.1677 | 0.53765 | 0.32259
2015-01-24 22:00 | 10.8 | 9.8012 | 0.94061 | 0.56437
2015-01-24 23:00 | 10.5 | 9.529 | 0.8631 | 0.51786
2015-01-25 | 11.3 | 10.255 | 1 | 0.6
2015-01-25 01:00 | 10.6 | 9.6197 | 0.88845 | 0.53307
2015-01-25 02:00 | 10.3 | 9.3474 | 0.81382 | 0.48829
2015-01-25 03:00 | 9.9 | 8.9844 | 0.72086 | 0.43252
2015-01-25 04:00 | 11 | 9.9827 | 0.99474 | 0.59684
2015-01-25 05:00 | 10.3 | 9.3474 | 0.81382 | 0.48829
2015-01-25 06:00 | 10.3 | 9.3474 | 0.81382 | 0.48829
2015-01-25 07:00 | 11.2 | 10.1642 | 1 | 0.6
2015-01-25 08:00 | 10.3 | 9.3474 | 0.81382 | 0.48829
2015-01-25 09:00 | 9.8 | 8.8937 | 0.69876 | 0.41926
2015-01-25 10:00 | 8.8 | 7.9862 | 0.50156 | 0.30094
2015-01-25 11:00 | 10.6 | 9.6197 | 0.88845 | 0.53307
2015-01-25 12:00 | 9.8 | 8.8937 | 0.69876 | 0.41926
2015-01-25 13:00 | 9.6 | 8.7122 | 0.6559 | 0.39354
2015-01-25 14:00 | 9.2 | 8.3492 | 0.57538 | 0.34523
2015-01-25 15:00 | 9 | 8.1677 | 0.53765 | 0.32259
2015-01-25 16:00 | 10.1 | 9.1659 | 0.76642 | 0.45985
2015-01-25 17:00 | 11.9 | 10.7995 | 1 | 0.6
2015-01-25 18:00 | 13.7 | 12.433 | 1 | 0.6
2015-01-25 19:00 | 13.5 | 12.2515 | 1 | 0.6
2015-01-25 20:00 | 13.7 | 12.433 | 1 | 0.6
2015-01-25 21:00 | 13.4 | 12.1608 | 1 | 0.6
2015-01-25 22:00 | 13.9 | 12.6145 | 1 | 0.6
2015-01-25 23:00 | 16.4 | 14.8833 | 1 | 0.6
2015-01-26 | 19.8 | 17.9689 | 1 | 0.6
2015-01-26 01:00 | 16.5 | 14.9741 | 1 | 0.6
2015-01-26 02:00 | 15.3 | 13.885 | 1 | 0.6
2015-01-26 03:00 | 18.6 | 16.8799 | 1 | 0.6
2015-01-26 04:00 | 18 | 16.3353 | 1 | 0.6
2015-01-26 05:00 | 18.4 | 16.6984 | 1 | 0.6
2015-01-26 06:00 | 20.3 | 18.4226 | 1 | 0.6
2015-01-26 07:00 | 19.6 | 17.7874 | 1 | 0.6
2015-01-26 08:00 | 18.6 | 16.8799 | 1 | 0.6
2015-01-26 09:00 | 19.2 | 17.4244 | 1 | 0.6
2015-01-26 10:00 | 17.9 | 16.2446 | 1 | 0.6
2015-01-26 11:00 | 18.7 | 16.9706 | 1 | 0.6
2015-01-26 12:00 | 19.5 | 17.6966 | 1 | 0.6
2015-01-26 13:00 | 16.9 | 15.3371 | 1 | 0.6
2015-01-26 14:00 | 16.1 | 14.6111 | 1 | 0.6
2015-01-26 15:00 | 16.7 | 15.1556 | 1 | 0.6
2015-01-26 16:00 | 18.3 | 16.6076 | 1 | 0.6
2015-01-26 17:00 | 18.6 | 16.8799 | 1 | 0.6
2015-01-26 18:00 | 17.1 | 15.5186 | 1 | 0.6
2015-01-26 19:00 | 14 | 12.7053 | 1 | 0.6
2015-01-26 20:00 | 12.5 | 11.344 | 1 | 0.6
2015-01-26 21:00 | 13.225 | 12.0019 | 1 | 0.6
2015-01-26 22:00 | 13.95 | 12.6599 | 1 | 0.6
2015-01-26 23:00 | 14.675 | 13.3178 | 1 | 0.6
2015-01-27 | 15.4 | 13.9758 | 1 | 0.6
2015-01-27 01:00 | 20.7 | 18.7856 | 1 | 0.6
2015-01-27 02:00 | 18.5 | 16.7891 | 1 | 0.6
2015-01-27 03:00 | 20.7 | 18.7856 | 1 | 0.6
2015-01-27 04:00 | 20 | 18.1504 | 1 | 0.6
2015-01-27 05:00 | 16.7 | 15.1556 | 1 | 0.6
2015-01-27 06:00 | 14.7 | 13.3405 | 1 | 0.6
2015-01-27 07:00 | 15.7 | 14.2481 | 1 | 0.6
2015-01-27 08:00 | 19.3 | 17.5151 | 1 | 0.6
2015-01-27 09:00 | 15.5 | 14.0665 | 1 | 0.6
2015-01-27 10:00 | 15.2 | 13.7943 | 1 | 0.6
2015-01-27 11:00 | 16.2 | 14.7018 | 1 | 0.6
2015-01-27 12:00 | 16.9 | 15.3371 | 1 | 0.6
2015-01-27 13:00 | 11.1 | 10.0735 | 1 | 0.6
2015-01-27 14:00 | 19.8 | 17.9689 | 1 | 0.6
2015-01-27 15:00 | 14.9 | 13.522 | 1 | 0.6
2015-01-27 16:00 | 13.1 | 11.8885 | 1 | 0.6
2015-01-27 17:00 | 14.6 | 13.2498 | 1 | 0.6
2015-01-27 18:00 | 16 | 14.5203 | 1 | 0.6
2015-01-27 19:00 | 15.5 | 14.0665 | 1 | 0.6
2015-01-27 20:00 | 10.2 | 9.2567 | 0.78989 | 0.47393
2015-01-27 21:00 | 13.6 | 12.3423 | 1 | 0.6
2015-01-27 22:00 | 10.6 | 9.6197 | 0.88845 | 0.53307
2015-01-27 23:00 | 11.6 | 10.5272 | 1 | 0.6
2015-01-28 | 12 | 10.8902 | 1 | 0.6
2015-01-28 01:00 | 12 | 10.8902 | 1 | 0.6
2015-01-28 02:00 | 14.4 | 13.0683 | 1 | 0.6
2015-01-28 03:00 | 14.4 | 13.0683 | 1 | 0.6
2015-01-28 04:00 | 13 | 11.7977 | 1 | 0.6
2015-01-28 05:00 | 12.7 | 11.5255 | 1 | 0.6
2015-01-28 06:00 | 13.2 | 11.9793 | 1 | 0.6
2015-01-28 07:00 | 13.3 | 12.07 | 1 | 0.6
2015-01-28 08:00 | 14 | 12.7053 | 1 | 0.6
2015-01-28 09:00 | 14.8 | 13.4313 | 1 | 0.6
2015-01-28 10:00 | 12.6 | 11.4347 | 1 | 0.6
2015-01-28 11:00 | 10.2 | 9.2567 | 0.78989 | 0.47393
2015-01-28 12:00 | 9.3 | 8.4399 | 0.59487 | 0.35692
2015-01-28 13:00 | 9.5 | 8.6214 | 0.63512 | 0.38107
2015-01-28 14:00 | 10.2 | 9.2567 | 0.78989 | 0.47393
2015-01-28 15:00 | 10.1 | 9.1659 | 0.76642 | 0.45985
2015-01-28 16:00 | 8.5 | 7.7139 | 0.45043 | 0.27026
2015-01-28 17:00 | 8.2 | 7.4417 | 0.40277 | 0.24166
2015-01-28 18:00 | 8.2 | 7.4417 | 0.40277 | 0.24166
2015-01-28 19:00 | 7.9 | 7.1694 | 0.35849 | 0.21509
2015-01-28 20:00 | 6.8 | 6.1711 | 0.22287 | 0.13372
2015-01-28 21:00 | 6.5 | 5.8989 | 0.19265 | 0.11559
2015-01-28 22:00 | 4.6 | 4.1746 | 0.058033 | 0.03482
2015-01-28 23:00 | 4.2 | 3.8116 | 0.040381 | 0.024229
2015-01-29 | 4.8 | 4.3561 | 0.068098 | 0.040859
2015-01-29 01:00 | 3.9 | 3.5393 | 0.029167 | 0.0175
2015-01-29 02:00 | 3.8 | 3.4486 | 0.025791 | 0.015474
2015-01-29 03:00 | 2.6 | 2.3595 | 0 | 0
2015-01-29 04:00 | 3.8 | 3.4486 | 0.025791 | 0.015474
2015-01-29 05:00 | 4 | 3.6301 | 0.032721 | 0.019633
2015-01-29 06:00 | 4.7 | 4.2653 | 0.062959 | 0.037775
2015-01-29 07:00 | 4.4 | 3.9931 | 0.048806 | 0.029284
2015-01-29 08:00 | 4.8 | 4.3561 | 0.068098 | 0.040859
2015-01-29 09:00 | 5.6 | 5.0821 | 0.11747 | 0.070482
2015-01-29 10:00 | 9.8 | 8.8937 | 0.69876 | 0.41926
2015-01-29 11:00 | 11.7 | 10.618 | 1 | 0.6
2015-01-29 12:00 | 11.5 | 10.4365 | 1 | 0.6
2015-01-29 13:00 | 13.3 | 12.07 | 1 | 0.6
2015-01-29 14:00 | 10.6 | 9.6197 | 0.88845 | 0.53307
2015-01-29 15:00 | 10.6 | 9.6197 | 0.88845 | 0.53307
2015-01-29 16:00 | 9.5 | 8.6214 | 0.63512 | 0.38107
2015-01-29 17:00 | 12.2 | 11.0717 | 1 | 0.6
2015-01-29 18:00 | 12.5 | 11.344 | 1 | 0.6
2015-01-29 19:00 | 13.4 | 12.1608 | 1 | 0.6
2015-01-29 20:00 | 13.1 | 11.8885 | 1 | 0.6
2015-01-29 21:00 | 13.6 | 12.3423 | 1 | 0.6
2015-01-29 22:00 | 12.9 | 11.707 | 1 | 0.6
2015-01-29 23:00 | 11.7 | 10.618 | 1 | 0.6
2015-01-30 | 8.9 | 8.0769 | 0.5194 | 0.31164
2015-01-30 01:00 | 8.1 | 7.3509 | 0.38764 | 0.23259
2015-01-30 02:00 | 8.2 | 7.4417 | 0.40277 | 0.24166
2015-01-30 03:00 | 8 | 7.2602 | 0.37288 | 0.22373
2015-01-30 04:00 | 7.2 | 6.5341 | 0.26753 | 0.16052
2015-01-30 05:00 | 8.4 | 7.6232 | 0.43416 | 0.2605
2015-01-30 06:00 | 8.5 | 7.7139 | 0.45043 | 0.27026
2015-01-30 07:00 | 8.7 | 7.8954 | 0.48412 | 0.29047
2015-01-30 08:00 | 7.8 | 7.0786 | 0.34445 | 0.20667
2015-01-30 09:00 | 8 | 7.2602 | 0.37288 | 0.22373
2015-01-30 10:00 | 7.7 | 6.9879 | 0.33077 | 0.19846
2015-01-30 11:00 | 8 | 7.2602 | 0.37288 | 0.22373
2015-01-30 12:00 | 9.9 | 8.9844 | 0.72086 | 0.43252
2015-01-30 13:00 | 9.2 | 8.3492 | 0.57538 | 0.34523
2015-01-30 14:00 | 9.9 | 8.9844 | 0.72086 | 0.43252
2015-01-30 15:00 | 10 | 9.0752 | 0.74342 | 0.44605
2015-01-30 16:00 | 12.5 | 11.344 | 1 | 0.6
2015-01-30 17:00 | 11.3 | 10.255 | 1 | 0.6
2015-01-30 18:00 | 9.3 | 8.4399 | 0.59487 | 0.35692
2015-01-30 19:00 | 8.8 | 7.9862 | 0.50156 | 0.30094
2015-01-30 20:00 | 10.6 | 9.6197 | 0.88845 | 0.53307
2015-01-30 21:00 | 11.7 | 10.618 | 1 | 0.6
2015-01-30 22:00 | 10 | 9.0752 | 0.74342 | 0.44605
2015-01-30 23:00 | 10 | 9.0752 | 0.74342 | 0.44605
2015-01-31 | 7.7 | 6.9879 | 0.33077 | 0.19846
2015-01-31 01:00 | 9.4 | 8.5307 | 0.61478 | 0.36887
2015-01-31 02:00 | 8.3 | 7.5324 | 0.41828 | 0.25097
2015-01-31 03:00 | 8.2 | 7.4417 | 0.40277 | 0.24166
2015-01-31 04:00 | 9.4 | 8.5307 | 0.61478 | 0.36887
2015-01-31 05:00 | 9.9 | 8.9844 | 0.72086 | 0.43252
2015-01-31 06:00 | 10.8 | 9.8012 | 0.94061 | 0.56437
2015-01-31 07:00 | 10.7 | 9.7105 | 0.91429 | 0.54857
2015-01-31 08:00 | 7.4 | 6.7156 | 0.29181 | 0.17509
2015-01-31 09:00 | 7 | 6.3526 | 0.24456 | 0.14674
2015-01-31 10:00 | 7.8 | 7.0786 | 0.34445 | 0.20667
2015-01-31 11:00 | 7.1 | 6.4434 | 0.25588 | 0.15353
2015-01-31 12:00 | 8.8 | 7.9862 | 0.50156 | 0.30094
2015-01-31 13:00 | 7.2 | 6.5341 | 0.26753 | 0.16052
2015-01-31 14:00 | 7.7 | 6.9879 | 0.33077 | 0.19846
2015-01-31 15:00 | 8.3 | 7.5324 | 0.41828 | 0.25097
2015-01-31 16:00 | 7.5 | 6.8064 | 0.30445 | 0.18267
2015-01-31 17:00 | 8.1 | 7.3509 | 0.38764 | 0.23259
2015-01-31 18:00 | 8 | 7.2602 | 0.37288 | 0.22373
2015-01-31 19:00 | 7.6 | 6.8971 | 0.31744 | 0.19046
2015-01-31 20:00 | 8.5 | 7.7139 | 0.45043 | 0.27026
2015-01-31 21:00 | 8.4 | 7.6232 | 0.43416 | 0.2605
2015-01-31 22:00 | 9.1 | 8.2584 | 0.5563 | 0.33378
2015-01-31 23:00 | 11.1 | 10.0735 | 1 | 0.6
2015-02-01 | 11.1 | 10.0735 | 1 | 0.6
2015-02-01 01:00 | 12.2 | 11.0717 | 1 | 0.6
2015-02-01 02:00 | 12.9 | 11.707 | 1 | 0.6
2015-02-01 03:00 | 11.7 | 10.618 | 1 | 0.6
2015-02-01 04:00 | 10.5 | 9.529 | 0.8631 | 0.51786
2015-02-01 05:00 | 10.6 | 9.6197 | 0.88845 | 0.53307
2015-02-01 06:00 | 9.3 | 8.4399 | 0.59487 | 0.35692
2015-02-01 07:00 | 9.7 | 8.8029 | 0.67711 | 0.40627
2015-02-01 08:00 | 10.7 | 9.7105 | 0.91429 | 0.54857
2015-02-01 09:00 | 8.5 | 7.7139 | 0.45043 | 0.27026
2015-02-01 10:00 | 8 | 7.2602 | 0.37288 | 0.22373
2015-02-01 11:00 | 9.6 | 8.7122 | 0.6559 | 0.39354
2015-02-01 12:00 | 12.3 | 11.1625 | 1 | 0.6
2015-02-01 13:00 | 12.4 | 11.2532 | 1 | 0.6
2015-02-01 14:00 | 11.8 | 10.7087 | 1 | 0.6
2015-02-01 15:00 | 15.2 | 13.7943 | 1 | 0.6
2015-02-01 16:00 | 13.9 | 12.6145 | 1 | 0.6
2015-02-01 17:00 | 11.6 | 10.5272 | 1 | 0.6
2015-02-01 18:00 | 11 | 9.9827 | 0.99474 | 0.59684
2015-02-01 19:00 | 13.1 | 11.8885 | 1 | 0.6
2015-02-01 20:00 | 11.2 | 10.1642 | 1 | 0.6
2015-02-01 21:00 | 11.1 | 10.0735 | 1 | 0.6
2015-02-01 22:00 | 12.5 | 11.344 | 1 | 0.6
2015-02-01 23:00 | 9.8 | 8.8937 | 0.69876 | 0.41926
2015-02-02 | 10.8 | 9.8012 | 0.94061 | 0.56437
2015-02-02 01:00 | 10.4 | 9.4382 | 0.83822 | 0.50293
2015-02-02 02:00 | 9 | 8.1677 | 0.53765 | 0.32259
2015-02-02 03:00 | 10.9 | 9.892 | 0.96743 | 0.58046
2015-02-02 04:00 | 11.6 | 10.5272 | 1 | 0.6
2015-02-02 05:00 | 11.7 | 10.618 | 1 | 0.6
2015-02-02 06:00 | 10.7 | 9.7105 | 0.91429 | 0.54857
2015-02-02 07:00 | 11.2 | 10.1642 | 1 | 0.6
2015-02-02 08:00 | 10.6 | 9.6197 | 0.88845 | 0.53307
2015-02-02 09:00 | 8.3 | 7.5324 | 0.41828 | 0.25097
2015-02-02 10:00 | 11.3 | 10.255 | 1 | 0.6
2015-02-02 11:00 | 11.5 | 10.4365 | 1 | 0.6
2015-02-02 12:00 | 12.7 | 11.5255 | 1 | 0.6
2015-02-02 13:00 | 13.4 | 12.1608 | 1 | 0.6
2015-02-02 14:00 | 14.8 | 13.4313 | 1 | 0.6
2015-02-02 15:00 | 15.2 | 13.7943 | 1 | 0.6
2015-02-02 16:00 | 15.6 | 14.1573 | 1 | 0.6
2015-02-02 17:00 | 14.2 | 12.8868 | 1 | 0.6
2015-02-02 18:00 | 13.1 | 11.8885 | 1 | 0.6
2015-02-02 19:00 | 11.8 | 10.7087 | 1 | 0.6
2015-02-02 20:00 | 13.9 | 12.6145 | 1 | 0.6
2015-02-02 21:00 | 14.1 | 12.796 | 1 | 0.6
2015-02-02 22:00 | 13.7 | 12.433 | 1 | 0.6
2015-02-02 23:00 | 13.1 | 11.8885 | 1 | 0.6
2015-02-03 | 12.7 | 11.5255 | 1 | 0.6
2015-02-03 01:00 | 9.9 | 8.9844 | 0.72086 | 0.43252
2015-02-03 02:00 | 9.6 | 8.7122 | 0.6559 | 0.39354
2015-02-03 03:00 | 9.3 | 8.4399 | 0.59487 | 0.35692
2015-02-03 04:00 | 8.5 | 7.7139 | 0.45043 | 0.27026
2015-02-03 05:00 | 9.5 | 8.6214 | 0.63512 | 0.38107
2015-02-03 06:00 | 9.9 | 8.9844 | 0.72086 | 0.43252
2015-02-03 07:00 | 10.7 | 9.7105 | 0.91429 | 0.54857
2015-02-03 08:00 | 9.85 | 8.9391 | 0.70976 | 0.42585
2015-02-03 09:00 | 9 | 8.1677 | 0.53765 | 0.32259
2015-02-03 10:00 | 9.5 | 8.6214 | 0.63512 | 0.38107
2015-02-03 11:00 | 8.3 | 7.5324 | 0.41828 | 0.25097
2015-02-03 12:00 | 8.2 | 7.4417 | 0.40277 | 0.24166
2015-02-03 13:00 | 8 | 7.2602 | 0.37288 | 0.22373
2015-02-03 14:00 | 6.3 | 5.7174 | 0.17398 | 0.10439
2015-02-03 15:00 | 7.6 | 6.8971 | 0.31744 | 0.19046
2015-02-03 16:00 | 5.8 | 5.2636 | 0.13227 | 0.079364
2015-02-03 17:00 | 6.2 | 5.6266 | 0.16509 | 0.099052
2015-02-03 18:00 | 5 | 4.5376 | 0.079038 | 0.047423
2015-02-03 19:00 | 2.6 | 2.3595 | 0 | 0
2015-02-03 20:00 | 8.4 | 7.6232 | 0.43416 | 0.2605
2015-02-03 21:00 | 9.4 | 8.5307 | 0.61478 | 0.36887
2015-02-03 22:00 | 10.5 | 9.529 | 0.8631 | 0.51786
2015-02-03 23:00 | 8.2 | 7.4417 | 0.40277 | 0.24166
2015-02-04 | 9.7 | 8.8029 | 0.67711 | 0.40627
2015-02-04 01:00 | 10.4 | 9.4382 | 0.83822 | 0.50293
2015-02-04 02:00 | 10.1 | 9.1659 | 0.76642 | 0.45985
2015-02-04 03:00 | 6 | 5.4451 | 0.14813 | 0.08888
2015-02-04 04:00 | 8.4 | 7.6232 | 0.43416 | 0.2605
2015-02-04 05:00 | 10.7 | 9.7105 | 0.91429 | 0.54857
2015-02-04 06:00 | 9.7 | 8.8029 | 0.67711 | 0.40627
2015-02-04 07:00 | 11.6 | 10.5272 | 1 | 0.6
2015-02-04 08:00 | 9.2 | 8.3492 | 0.57538 | 0.34523
2015-02-04 09:00 | 10 | 9.0752 | 0.74342 | 0.44605
2015-02-04 10:00 | 12.2 | 11.0717 | 1 | 0.6
2015-02-04 11:00 | 9.8 | 8.8937 | 0.69876 | 0.41926
2015-02-04 12:00 | 8.8 | 7.9862 | 0.50156 | 0.30094
2015-02-04 13:00 | 9 | 8.1677 | 0.53765 | 0.32259
2015-02-04 14:00 | 8.6 | 7.8047 | 0.46708 | 0.28025
2015-02-04 15:00 | 5.6 | 5.0821 | 0.11747 | 0.070482
2015-02-04 16:00 | 4.4 | 3.9931 | 0.048806 | 0.029284
2015-02-04 17:00 | 5.1 | 4.6283 | 0.084847 | 0.050908
2015-02-04 18:00 | 6.2 | 5.6266 | 0.16509 | 0.099052
2015-02-04 19:00 | 8.4 | 7.6232 | 0.43416 | 0.2605
2015-02-04 20:00 | 8.1 | 7.3509 | 0.38764 | 0.23259
2015-02-04 21:00 | 9 | 8.1677 | 0.53765 | 0.32259
2015-02-04 22:00 | 9.5 | 8.6214 | 0.63512 | 0.38107
2015-02-04 23:00 | 10.1 | 9.1659 | 0.76642 | 0.45985
2015-02-05 | 8.4 | 7.6232 | 0.43416 | 0.2605
2015-02-05 01:00 | 14.3 | 12.9775 | 1 | 0.6
2015-02-05 02:00 | 12.6 | 11.4347 | 1 | 0.6
2015-02-05 03:00 | 13.3 | 12.07 | 1 | 0.6
2015-02-05 04:00 | 10.1 | 9.1659 | 0.76642 | 0.45985
2015-02-05 05:00 | 9.4 | 8.5307 | 0.61478 | 0.36887
2015-02-05 06:00 | 8.4 | 7.6232 | 0.43416 | 0.2605
2015-02-05 07:00 | 6.7 | 6.0804 | 0.21249 | 0.1275
2015-02-05 08:00 | 7.8 | 7.0786 | 0.34445 | 0.20667
2015-02-05 09:00 | 10.6 | 9.6197 | 0.88845 | 0.53307
2015-02-05 10:00 | 10.8 | 9.8012 | 0.94061 | 0.56437
2015-02-05 11:00 | 11.2 | 10.1642 | 1 | 0.6
2015-02-05 12:00 | 11.2 | 10.1642 | 1 | 0.6
2015-02-05 13:00 | 11.3 | 10.255 | 1 | 0.6
2015-02-05 14:00 | 10.2 | 9.2567 | 0.78989 | 0.47393
2015-02-05 15:00 | 10.5 | 9.529 | 0.8631 | 0.51786
2015-02-05 16:00 | 11.4 | 10.3457 | 1 | 0.6
2015-02-05 17:00 | 16.2 | 14.7018 | 1 | 0.6
2015-02-05 18:00 | 15.8 | 14.3388 | 1 | 0.6
2015-02-05 19:00 | 13.5 | 12.2515 | 1 | 0.6
2015-02-05 20:00 | 11.8 | 10.7087 | 1 | 0.6
2015-02-05 21:00 | 11.1 | 10.0735 | 1 | 0.6
2015-02-05 22:00 | 9.3 | 8.4399 | 0.59487 | 0.35692
2015-02-05 23:00 | 8 | 7.2602 | 0.37288 | 0.22373
2015-02-06 | 10.2 | 9.2567 | 0.78989 | 0.47393
2015-02-06 01:00 | 10.3 | 9.3474 | 0.81382 | 0.48829
2015-02-06 02:00 | 12.8 | 11.6162 | 1 | 0.6
2015-02-06 03:00 | 12.8 | 11.6162 | 1 | 0.6
2015-02-06 04:00 | 11.3 | 10.255 | 1 | 0.6
2015-02-06 05:00 | 9.9 | 8.9844 | 0.72086 | 0.43252
2015-02-06 06:00 | 9.4 | 8.5307 | 0.61478 | 0.36887
2015-02-06 07:00 | 8 | 7.2602 | 0.37288 | 0.22373
2015-02-06 08:00 | 7.05 | 6.398 | 0.25018 | 0.15011
2015-02-06 09:00 | 6.1 | 5.5359 | 0.15647 | 0.093883
2015-02-06 10:00 | 7.5 | 6.8064 | 0.30445 | 0.18267
2015-02-06 11:00 | 4.5 | 4.0838 | 0.053317 | 0.03199
2015-02-06 12:00 | 5.3 | 4.8099 | 0.097168 | 0.058301
2015-02-06 13:00 | 4.6 | 4.1746 | 0.058033 | 0.03482
2015-02-06 14:00 | 4.9 | 4.4468 | 0.073457 | 0.044074
2015-02-06 15:00 | 4.6 | 4.1746 | 0.058033 | 0.03482
2015-02-06 16:00 | 3.3 | 2.9948 | 0.011414 | 0.0068481
2015-02-06 17:00 | 4.7 | 4.2653 | 0.062959 | 0.037775
2015-02-06 18:00 | 3.4 | 3.0856 | 0.01397 | 0.008382
2015-02-06 19:00 | 3.4 | 3.0856 | 0.01397 | 0.008382
2015-02-06 20:00 | 1.5 | 1.3613 | 0 | 0
2015-02-06 21:00 | 2.75 | 2.4957 | 0 | 0
2015-02-06 22:00 | 4 | 3.6301 | 0.032721 | 0.019633
2015-02-06 23:00 | 6.4 | 5.8081 | 0.18317 | 0.1099
2015-02-07 | 6.4 | 5.8081 | 0.18317 | 0.1099
2015-02-07 01:00 | 6.4 | 5.8081 | 0.18317 | 0.1099
2015-02-07 02:00 | 6.3 | 5.7174 | 0.17398 | 0.10439
2015-02-07 03:00 | 6.2 | 5.6266 | 0.16509 | 0.099052
2015-02-07 04:00 | 6.5 | 5.8989 | 0.19265 | 0.11559
2015-02-07 05:00 | 6.2 | 5.6266 | 0.16509 | 0.099052
2015-02-07 06:00 | 5.5 | 4.9914 | 0.11045 | 0.066272
2015-02-07 07:00 | 4.4 | 3.9931 | 0.048806 | 0.029284
2015-02-07 08:00 | 1.9 | 1.7243 | 0 | 0
2015-02-07 09:00 | 1.1 | 0.99827 | 0 | 0
2015-02-07 10:00 | 1.6 | 1.452 | 0 | 0
2015-02-07 11:00 | 1.7 | 1.5428 | 0 | 0
2015-02-07 12:00 | 0.7 | 0.63526 | 0 | 0
2015-02-07 13:00 | 0.9 | 0.81677 | 0 | 0
2015-02-07 14:00 | 1.5 | 1.3613 | 0 | 0
2015-02-07 15:00 | 2.1 | 1.9058 | 0 | 0
2015-02-07 16:00 | 4.1 | 3.7208 | 0.036458 | 0.021875
2015-02-07 17:00 | 5 | 4.5376 | 0.079038 | 0.047423
2015-02-07 18:00 | 6.1 | 5.5359 | 0.15647 | 0.093883
2015-02-07 19:00 | 5.3 | 4.8099 | 0.097168 | 0.058301
2015-02-07 20:00 | 4.5 | 4.0838 | 0.053317 | 0.03199
2015-02-07 21:00 | 7.1 | 6.4434 | 0.25588 | 0.15353
2015-02-07 22:00 | 5.7 | 5.1729 | 0.12474 | 0.074845
2015-02-07 23:00 | 4.3 | 3.9023 | 0.044496 | 0.026697
2015-02-08 | 2.9 | 2.6318 | 0.0026453 | 0.0015872
2015-02-08 01:00 | 3 | 2.7226 | 0.0046278 | 0.0027767
2015-02-08 02:00 | 3.4 | 3.0856 | 0.01397 | 0.008382
2015-02-08 03:00 | 2 | 1.815 | 0 | 0
2015-02-08 04:00 | 0.6 | 0.54451 | 0 | 0
2015-02-08 05:00 | 2.3 | 2.0873 | 0 | 0
2015-02-08 06:00 | 1.1 | 0.99827 | 0 | 0
2015-02-08 07:00 | 1.2 | 1.089 | 0 | 0
2015-02-08 08:00 | 2.6 | 2.3595 | 0 | 0
2015-02-08 09:00 | 1.1 | 0.99827 | 0 | 0
2015-02-08 10:00 | 1.8 | 1.6335 | 0 | 0
2015-02-08 11:00 | 2.6 | 2.3595 | 0 | 0
2015-02-08 12:00 | 1.5 | 1.3613 | 0 | 0
2015-02-08 13:00 | 1.6 | 1.452 | 0 | 0
2015-02-08 14:00 | 1.7 | 1.5428 | 0 | 0
2015-02-08 15:00 | 3.55 | 3.2217 | 0.018097 | 0.010858
2015-02-08 16:00 | 5.4 | 4.9006 | 0.10369 | 0.062213
2015-02-08 17:00 | 4.1 | 3.7208 | 0.036458 | 0.021875
2015-02-08 18:00 | 4.4 | 3.9931 | 0.048806 | 0.029284
2015-02-08 19:00 | 4.4 | 3.9931 | 0.048806 | 0.029284
2015-02-08 20:00 | 5.2 | 4.7191 | 0.090889 | 0.054533
2015-02-08 21:00 | 4.4 | 3.9931 | 0.048806 | 0.029284
2015-02-08 22:00 | 5.4 | 4.9006 | 0.10369 | 0.062213
2015-02-08 23:00 | 5.6 | 5.0821 | 0.11747 | 0.070482
2015-02-09 | 4.1 | 3.7208 | 0.036458 | 0.021875
2015-02-09 01:00 | 5.5 | 4.9914 | 0.11045 | 0.066272
2015-02-09 02:00 | 4.9 | 4.4468 | 0.073457 | 0.044074
2015-02-09 03:00 | 4.2 | 3.8116 | 0.040381 | 0.024229
2015-02-09 04:00 | 4.5 | 4.0838 | 0.053317 | 0.03199
2015-02-09 05:00 | 4.4 | 3.9931 | 0.048806 | 0.029284
2015-02-09 06:00 | 4.7 | 4.2653 | 0.062959 | 0.037775
2015-02-09 07:00 | 5.7 | 5.1729 | 0.12474 | 0.074845
2015-02-09 08:00 | 6.7 | 6.0804 | 0.21249 | 0.1275
2015-02-09 09:00 | 6.4 | 5.8081 | 0.18317 | 0.1099
2015-02-09 10:00 | 6.8 | 6.1711 | 0.22287 | 0.13372
2015-02-09 11:00 | 8.6 | 7.8047 | 0.46708 | 0.28025
2015-02-09 12:00 | 8.9 | 8.0769 | 0.5194 | 0.31164
2015-02-09 13:00 | 11.1 | 10.0735 | 1 | 0.6
2015-02-09 14:00 | 10 | 9.0752 | 0.74342 | 0.44605
2015-02-09 15:00 | 13.4 | 12.1608 | 1 | 0.6
2015-02-09 16:00 | 14 | 12.7053 | 1 | 0.6
2015-02-09 17:00 | 12.7 | 11.5255 | 1 | 0.6
2015-02-09 18:00 | 14.3 | 12.9775 | 1 | 0.6
2015-02-09 19:00 | 13 | 11.7977 | 1 | 0.6
2015-02-09 20:00 | 12.6 | 11.4347 | 1 | 0.6
2015-02-09 21:00 | 12.9 | 11.707 | 1 | 0.6
2015-02-09 22:00 | 11.5 | 10.4365 | 1 | 0.6
2015-02-09 23:00 | 9.9 | 8.9844 | 0.72086 | 0.43252
2015-02-10 | 8.7 | 7.8954 | 0.48412 | 0.29047
2015-02-10 01:00 | 7.1 | 6.4434 | 0.25588 | 0.15353
2015-02-10 02:00 | 7.2 | 6.5341 | 0.26753 | 0.16052
2015-02-10 03:00 | 7 | 6.3526 | 0.24456 | 0.14674
2015-02-10 04:00 | 7.3 | 6.6249 | 0.2795 | 0.1677
2015-02-10 05:00 | 4.9 | 4.4468 | 0.073457 | 0.044074
2015-02-10 06:00 | 4.6 | 4.1746 | 0.058033 | 0.03482
2015-02-10 07:00 | 4.2 | 3.8116 | 0.040381 | 0.024229
2015-02-10 08:00 | 4 | 3.6301 | 0.032721 | 0.019633
2015-02-10 09:00 | 2.4 | 2.178 | 0 | 0
2015-02-10 10:00 | 2.7 | 2.4503 | 0 | 0
2015-02-10 11:00 | 0.5 | 0.45376 | 0 | 0
2015-02-10 12:00 | 2.1 | 1.9058 | 0 | 0
2015-02-10 13:00 | 1.7 | 1.5428 | 0 | 0
2015-02-10 14:00 | 2.4 | 2.178 | 0 | 0
2015-02-10 15:00 | 0.8 | 0.72602 | 0 | 0
2015-02-10 16:00 | 3.1 | 2.8133 | 0.0067469 | 0.0040482
2015-02-10 17:00 | 6.3 | 5.7174 | 0.17398 | 0.10439
2015-02-10 18:00 | 7 | 6.3526 | 0.24456 | 0.14674
2015-02-10 19:00 | 6.3 | 5.7174 | 0.17398 | 0.10439
2015-02-10 20:00 | 5.4 | 4.9006 | 0.10369 | 0.062213
2015-02-10 21:00 | 5.2 | 4.7191 | 0.090889 | 0.054533
2015-02-10 22:00 | 6.3 | 5.7174 | 0.17398 | 0.10439
2015-02-10 23:00 | 9 | 8.1677 | 0.53765 | 0.32259
2015-02-11 | 11.7 | 10.618 | 1 | 0.6
2015-02-11 01:00 | 12.4 | 11.2532 | 1 | 0.6
2015-02-11 02:00 | 9 | 8.1677 | 0.53765 | 0.32259
2015-02-11 03:00 | 11.4 | 10.3457 | 1 | 0.6
2015-02-11 04:00 | 11.1 | 10.0735 | 1 | 0.6
2015-02-11 05:00 | 14.4 | 13.0683 | 1 | 0.6
2015-02-11 06:00 | 15.7 | 14.2481 | 1 | 0.6
2015-02-11 07:00 | 16.7 | 15.1556 | 1 | 0.6
2015-02-11 08:00 | 14.2 | 12.8868 | 1 | 0.6
2015-02-11 09:00 | 11.6 | 10.5272 | 1 | 0.6
2015-02-11 10:00 | 13.2 | 11.9793 | 1 | 0.6
2015-02-11 11:00 | 16.8 | 15.2463 | 1 | 0.6
2015-02-11 12:00 | 17.4 | 15.7908 | 1 | 0.6
2015-02-11 13:00 | 17.1 | 15.5186 | 1 | 0.6
2015-02-11 14:00 | 15.6 | 14.1573 | 1 | 0.6
2015-02-11 15:00 | 13.5 | 12.2515 | 1 | 0.6
2015-02-11 16:00 | 12.9 | 11.707 | 1 | 0.6
2015-02-11 17:00 | 12.3 | 11.1625 | 1 | 0.6
2015-02-11 18:00 | 11.9 | 10.7995 | 1 | 0.6
2015-02-11 19:00 | 12.6 | 11.4347 | 1 | 0.6
2015-02-11 20:00 | 12 | 10.8902 | 1 | 0.6
2015-02-11 21:00 | 11.3 | 10.255 | 1 | 0.6
2015-02-11 22:00 | 10.8 | 9.8012 | 0.94061 | 0.56437
2015-02-11 23:00 | 10.1 | 9.1659 | 0.76642 | 0.45985
2015-02-12 | 7.5 | 6.8064 | 0.30445 | 0.18267
2015-02-12 01:00 | 8.3 | 7.5324 | 0.41828 | 0.25097
2015-02-12 02:00 | 9.5 | 8.6214 | 0.63512 | 0.38107
2015-02-12 03:00 | 10.5 | 9.529 | 0.8631 | 0.51786
2015-02-12 04:00 | 11.4 | 10.3457 | 1 | 0.6
2015-02-12 05:00 | 8 | 7.2602 | 0.37288 | 0.22373
2015-02-12 06:00 | 6.8 | 6.1711 | 0.22287 | 0.13372
2015-02-12 07:00 | 4.9 | 4.4468 | 0.073457 | 0.044074
2015-02-12 08:00 | 5.7 | 5.1729 | 0.12474 | 0.074845
2015-02-12 09:00 | 6.2 | 5.6266 | 0.16509 | 0.099052
2015-02-12 10:00 | 5.3 | 4.8099 | 0.097168 | 0.058301
2015-02-12 11:00 | 8 | 7.2602 | 0.37288 | 0.22373
2015-02-12 12:00 | 7.9 | 7.1694 | 0.35849 | 0.21509
2015-02-12 13:00 | 7.8 | 7.0786 | 0.34445 | 0.20667
2015-02-12 14:00 | 7.1 | 6.4434 | 0.25588 | 0.15353
2015-02-12 15:00 | 4.7 | 4.2653 | 0.062959 | 0.037775
2015-02-12 16:00 | 5.6 | 5.0821 | 0.11747 | 0.070482
2015-02-12 17:00 | 4.2 | 3.8116 | 0.040381 | 0.024229
2015-02-12 18:00 | 4.4 | 3.9931 | 0.048806 | 0.029284
2015-02-12 19:00 | 4.6 | 4.1746 | 0.058033 | 0.03482
2015-02-12 20:00 | 4.7 | 4.2653 | 0.062959 | 0.037775
2015-02-12 21:00 | 3.6 | 3.2671 | 0.019552 | 0.011731
2015-02-12 22:00 | 4.5 | 4.0838 | 0.053317 | 0.03199
2015-02-12 23:00 | 2.9 | 2.6318 | 0.0026453 | 0.0015872
2015-02-13 | 2.3 | 2.0873 | 0 | 0
2015-02-13 01:00 | 2.5 | 2.2688 | 0 | 0
2015-02-13 02:00 | 1.5 | 1.3613 | 0 | 0
2015-02-13 03:00 | 1.6 | 1.452 | 0 | 0
2015-02-13 04:00 | 2.1 | 1.9058 | 0 | 0
2015-02-13 05:00 | 2 | 1.815 | 0 | 0
2015-02-13 06:00 | 2.1 | 1.9058 | 0 | 0
2015-02-13 07:00 | 1.9 | 1.7243 | 0 | 0
2015-02-13 08:00 | 2.6 | 2.3595 | 0 | 0
2015-02-13 09:00 | 2.1 | 1.9058 | 0 | 0
2015-02-13 10:00 | 2.1 | 1.9058 | 0 | 0
2015-02-13 11:00 | 2.8 | 2.5411 | 0.00079489 | 0.00047693
2015-02-13 12:00 | 2.1 | 1.9058 | 0 | 0
2015-02-13 13:00 | 1.4 | 1.2705 | 0 | 0
2015-02-13 14:00 | 0.9 | 0.81677 | 0 | 0
2015-02-13 15:00 | 2.2 | 1.9965 | 0 | 0
2015-02-13 16:00 | 2.8 | 2.5411 | 0.00079489 | 0.00047693
2015-02-13 17:00 | 3.8 | 3.4486 | 0.025791 | 0.015474
2015-02-13 18:00 | 1.9 | 1.7243 | 0 | 0
2015-02-13 19:00 | 2.9 | 2.6318 | 0.0026453 | 0.0015872
2015-02-13 20:00 | 4.7 | 4.2653 | 0.062959 | 0.037775
2015-02-13 21:00 | 6.1 | 5.5359 | 0.15647 | 0.093883
2015-02-13 22:00 | 6 | 5.4451 | 0.14813 | 0.08888
2015-02-13 23:00 | 1.3 | 1.1798 | 0 | 0
2015-02-14 | 1.6 | 1.452 | 0 | 0
2015-02-14 01:00 | 1.4 | 1.2705 | 0 | 0
2015-02-14 02:00 | 4.9 | 4.4468 | 0.073457 | 0.044074
2015-02-14 03:00 | 4.5 | 4.0838 | 0.053317 | 0.03199
2015-02-14 04:00 | 0.6 | 0.54451 | 0 | 0
2015-02-14 05:00 | 1.9 | 1.7243 | 0 | 0
2015-02-14 06:00 | 2.3 | 2.0873 | 0 | 0
2015-02-14 07:00 | 0.8 | 0.72602 | 0 | 0
2015-02-14 08:00 | 1.5 | 1.3613 | 0 | 0
2015-02-14 09:00 | 1.5 | 1.3613 | 0 | 0
2015-02-14 10:00 | 2.1 | 1.9058 | 0 | 0
2015-02-14 11:00 | 2.1 | 1.9058 | 0 | 0
2015-02-14 12:00 | 2.3 | 2.0873 | 0 | 0
2015-02-14 13:00 | 6.3 | 5.7174 | 0.17398 | 0.10439
2015-02-14 14:00 | 6.2 | 5.6266 | 0.16509 | 0.099052
2015-02-14 15:00 | 6.5 | 5.8989 | 0.19265 | 0.11559
2015-02-14 16:00 | 7.8 | 7.0786 | 0.34445 | 0.20667
2015-02-14 17:00 | 7.8 | 7.0786 | 0.34445 | 0.20667
2015-02-14 18:00 | 8.6 | 7.8047 | 0.46708 | 0.28025
2015-02-14 19:00 | 8.5 | 7.7139 | 0.45043 | 0.27026
2015-02-14 20:00 | 5.9 | 5.3544 | 0.14007 | 0.084041
2015-02-14 21:00 | 5.5 | 4.9914 | 0.11045 | 0.066272
2015-02-14 22:00 | 4.3 | 3.9023 | 0.044496 | 0.026697
2015-02-14 23:00 | 4.3 | 3.9023 | 0.044496 | 0.026697
2015-02-15 | 2.9 | 2.6318 | 0.0026453 | 0.0015872
2015-02-15 01:00 | 2.8 | 2.5411 | 0.00079489 | 0.00047693
2015-02-15 02:00 | 1.8 | 1.6335 | 0 | 0
2015-02-15 03:00 | 1.9 | 1.7243 | 0 | 0
2015-02-15 04:00 | 3.3 | 2.9948 | 0.011414 | 0.0068481
2015-02-15 05:00 | 4.8 | 4.3561 | 0.068098 | 0.040859
2015-02-15 06:00 | 6.5 | 5.8989 | 0.19265 | 0.11559
2015-02-15 07:00 | 10.1 | 9.1659 | 0.76642 | 0.45985
2015-02-15 08:00 | 12.5 | 11.344 | 1 | 0.6
2015-02-15 09:00 | 14 | 12.7053 | 1 | 0.6
2015-02-15 10:00 | 15.7 | 14.2481 | 1 | 0.6
2015-02-15 11:00 | 16.3 | 14.7926 | 1 | 0.6
2015-02-15 12:00 | 16.3 | 14.7926 | 1 | 0.6
2015-02-15 13:00 | 16 | 14.5203 | 1 | 0.6
2015-02-15 14:00 | 11.6 | 10.5272 | 1 | 0.6
2015-02-15 15:00 | 13.4 | 12.1608 | 1 | 0.6
2015-02-15 16:00 | 7.7 | 6.9879 | 0.33077 | 0.19846
2015-02-15 17:00 | 11.8 | 10.7087 | 1 | 0.6
2015-02-15 18:00 | 12.2 | 11.0717 | 1 | 0.6
2015-02-15 19:00 | 10.8 | 9.8012 | 0.94061 | 0.56437
2015-02-15 20:00 | 8.8 | 7.9862 | 0.50156 | 0.30094
2015-02-15 21:00 | 9.3 | 8.4399 | 0.59487 | 0.35692
2015-02-15 22:00 | 9.2 | 8.3492 | 0.57538 | 0.34523
2015-02-15 23:00 | 8 | 7.2602 | 0.37288 | 0.22373
2015-02-16 | 6.6 | 5.9896 | 0.20242 | 0.12145
2015-02-16 01:00 | 3.7 | 3.3578 | 0.022587 | 0.013552
2015-02-16 02:00 | 3.6 | 3.2671 | 0.019552 | 0.011731
2015-02-16 03:00 | 5.3 | 4.8099 | 0.097168 | 0.058301
2015-02-16 04:00 | 5.9 | 5.3544 | 0.14007 | 0.084041
2015-02-16 05:00 | 4.7 | 4.2653 | 0.062959 | 0.037775
2015-02-16 06:00 | 4.7 | 4.2653 | 0.062959 | 0.037775
2015-02-16 07:00 | 3.8 | 3.4486 | 0.025791 | 0.015474
2015-02-16 08:00 | 6.6 | 5.9896 | 0.20242 | 0.12145
2015-02-16 09:00 | 7.7 | 6.9879 | 0.33077 | 0.19846
2015-02-16 10:00 | 8.1 | 7.3509 | 0.38764 | 0.23259
2015-02-16 11:00 | 7.2 | 6.5341 | 0.26753 | 0.16052
2015-02-16 12:00 | 6 | 5.4451 | 0.14813 | 0.08888
2015-02-16 13:00 | 6.3 | 5.7174 | 0.17398 | 0.10439
2015-02-16 14:00 | 3.8 | 3.4486 | 0.025791 | 0.015474
2015-02-16 15:00 | 8 | 7.2602 | 0.37288 | 0.22373
2015-02-16 16:00 | 8.9 | 8.0769 | 0.5194 | 0.31164
2015-02-16 17:00 | 8 | 7.2602 | 0.37288 | 0.22373
2015-02-16 18:00 | 8.2 | 7.4417 | 0.40277 | 0.24166
2015-02-16 19:00 | 3.9 | 3.5393 | 0.029167 | 0.0175
2015-02-16 20:00 | 3.2 | 2.9041 | 0.0090073 | 0.0054044
2015-02-16 21:00 | 5.1 | 4.6283 | 0.084847 | 0.050908
2015-02-16 22:00 | 3.7 | 3.3578 | 0.022587 | 0.013552
2015-02-16 23:00 | 3.6 | 3.2671 | 0.019552 | 0.011731
2015-02-17 | 2.8 | 2.5411 | 0.00079489 | 0.00047693
2015-02-17 01:00 | 2.3 | 2.0873 | 0 | 0
2015-02-17 02:00 | 2.3 | 2.0873 | 0 | 0
2015-02-17 03:00 | 0.3 | 0.27226 | 0 | 0
2015-02-17 04:00 | 1.6 | 1.452 | 0 | 0
2015-02-17 05:00 | 3.3 | 2.9948 | 0.011414 | 0.0068481
2015-02-17 06:00 | 1.2 | 1.089 | 0 | 0
2015-02-17 07:00 | 6.7 | 6.0804 | 0.21249 | 0.1275
2015-02-17 08:00 | 2.9 | 2.6318 | 0.0026453 | 0.0015872
2015-02-17 09:00 | 2.1 | 1.9058 | 0 | 0
2015-02-17 10:00 | 0.5 | 0.45376 | 0 | 0
2015-02-17 11:00 | 0.6 | 0.54451 | 0 | 0
2015-02-17 12:00 | 1.5 | 1.3613 | 0 | 0
2015-02-17 13:00 | 5.6 | 5.0821 | 0.11747 | 0.070482
2015-02-17 14:00 | 2.6 | 2.3595 | 0 | 0
2015-02-17 15:00 | 1.3 | 1.1798 | 0 | 0
2015-02-17 16:00 | 4.3 | 3.9023 | 0.044496 | 0.026697
2015-02-17 17:00 | 3.9 | 3.5393 | 0.029167 | 0.0175
2015-02-17 18:00 | 3.1 | 2.8133 | 0.0067469 | 0.0040482
2015-02-17 19:00 | 2.2 | 1.9965 | 0 | 0
2015-02-17 20:00 | 2.2 | 1.9965 | 0 | 0
2015-02-17 21:00 | 1.3 | 1.1798 | 0 | 0
2015-02-17 22:00 | 1.4 | 1.2705 | 0 | 0
2015-02-17 23:00 | 0.9 | 0.81677 | 0 | 0
2015-02-18 | 3.6 | 3.2671 | 0.019552 | 0.011731
2015-02-18 01:00 | 3.5 | 3.1763 | 0.016681 | 0.010009
2015-02-18 02:00 | 6.3 | 5.7174 | 0.17398 | 0.10439
2015-02-18 03:00 | 4.9 | 4.4468 | 0.073457 | 0.044074
2015-02-18 04:00 | 7.7 | 6.9879 | 0.33077 | 0.19846
2015-02-18 05:00 | 5.9 | 5.3544 | 0.14007 | 0.084041
2015-02-18 06:00 | 7.8 | 7.0786 | 0.34445 | 0.20667
2015-02-18 07:00 | 8.2 | 7.4417 | 0.40277 | 0.24166
2015-02-18 08:00 | 7.5 | 6.8064 | 0.30445 | 0.18267
2015-02-18 09:00 | 6.4 | 5.8081 | 0.18317 | 0.1099
2015-02-18 10:00 | 6.8 | 6.1711 | 0.22287 | 0.13372
2015-02-18 11:00 | 9.7 | 8.8029 | 0.67711 | 0.40627
2015-02-18 12:00 | 11.5 | 10.4365 | 1 | 0.6
2015-02-18 13:00 | 11.4 | 10.3457 | 1 | 0.6
2015-02-18 14:00 | 12.2 | 11.0717 | 1 | 0.6
2015-02-18 15:00 | 8.3 | 7.5324 | 0.41828 | 0.25097
2015-02-18 16:00 | 10 | 9.0752 | 0.74342 | 0.44605
2015-02-18 17:00 | 8.6 | 7.8047 | 0.46708 | 0.28025
2015-02-18 18:00 | 10.7 | 9.7105 | 0.91429 | 0.54857
2015-02-18 19:00 | 9.1 | 8.2584 | 0.5563 | 0.33378
2015-02-18 20:00 | 9 | 8.1677 | 0.53765 | 0.32259
2015-02-18 21:00 | 9.1 | 8.2584 | 0.5563 | 0.33378
2015-02-18 22:00 | 9 | 8.1677 | 0.53765 | 0.32259
2015-02-18 23:00 | 9.6 | 8.7122 | 0.6559 | 0.39354
2015-02-19 | 9.4 | 8.5307 | 0.61478 | 0.36887
2015-02-19 01:00 | 8.2 | 7.4417 | 0.40277 | 0.24166
2015-02-19 02:00 | 9.1 | 8.2584 | 0.5563 | 0.33378
2015-02-19 03:00 | 9.8 | 8.8937 | 0.69876 | 0.41926
2015-02-19 04:00 | 9.8 | 8.8937 | 0.69876 | 0.41926
2015-02-19 05:00 | 9 | 8.1677 | 0.53765 | 0.32259
2015-02-19 06:00 | 9 | 8.1677 | 0.53765 | 0.32259
2015-02-19 07:00 | 6.9 | 6.2619 | 0.23356 | 0.14014
2015-02-19 08:00 | 8.5 | 7.7139 | 0.45043 | 0.27026
2015-02-19 09:00 | 7.9 | 7.1694 | 0.35849 | 0.21509
2015-02-19 10:00 | 7.3 | 6.6249 | 0.2795 | 0.1677
2015-02-19 11:00 | 7.3 | 6.6249 | 0.2795 | 0.1677
2015-02-19 12:00 | 8.1 | 7.3509 | 0.38764 | 0.23259
2015-02-19 13:00 | 8.7 | 7.8954 | 0.48412 | 0.29047
2015-02-19 14:00 | 6 | 5.4451 | 0.14813 | 0.08888
2015-02-19 15:00 | 6.3 | 5.7174 | 0.17398 | 0.10439
2015-02-19 16:00 | 6.1 | 5.5359 | 0.15647 | 0.093883
2015-02-19 17:00 | 7.1 | 6.4434 | 0.25588 | 0.15353
2015-02-19 18:00 | 5.2 | 4.7191 | 0.090889 | 0.054533
2015-02-19 19:00 | 5.8 | 5.2636 | 0.13227 | 0.079364
2015-02-19 20:00 | 4.1 | 3.7208 | 0.036458 | 0.021875
2015-02-19 21:00 | 5.2 | 4.7191 | 0.090889 | 0.054533
2015-02-19 22:00 | 4.1 | 3.7208 | 0.036458 | 0.021875
2015-02-19 23:00 | 2.7 | 2.4503 | 0 | 0
2015-02-20 | 4.8 | 4.3561 | 0.068098 | 0.040859
2015-02-20 01:00 | 2 | 1.815 | 0 | 0
2015-02-20 02:00 | 2.2 | 1.9965 | 0 | 0
2015-02-20 03:00 | 3 | 2.7226 | 0.0046278 | 0.0027767
2015-02-20 04:00 | 2.3 | 2.0873 | 0 | 0
2015-02-20 05:00 | 2.8 | 2.5411 | 0.00079489 | 0.00047693
2015-02-20 06:00 | 3.8 | 3.4486 | 0.025791 | 0.015474
2015-02-20 07:00 | 5.4 | 4.9006 | 0.10369 | 0.062213
2015-02-20 08:00 | 4.9 | 4.4468 | 0.073457 | 0.044074
2015-02-20 09:00 | 5.6 | 5.0821 | 0.11747 | 0.070482
2015-02-20 10:00 | 3.8 | 3.4486 | 0.025791 | 0.015474
2015-02-20 11:00 | 5.4 | 4.9006 | 0.10369 | 0.062213
2015-02-20 12:00 | 3.6 | 3.2671 | 0.019552 | 0.011731
2015-02-20 13:00 | 5.1 | 4.6283 | 0.084847 | 0.050908
2015-02-20 14:00 | 4.6 | 4.1746 | 0.058033 | 0.03482
2015-02-20 15:00 | 3.2 | 2.9041 | 0.0090073 | 0.0054044
2015-02-20 16:00 | 3.1 | 2.8133 | 0.0067469 | 0.0040482
2015-02-20 17:00 | 1.8 | 1.6335 | 0 | 0
2015-02-20 18:00 | 4.6 | 4.1746 | 0.058033 | 0.03482
2015-02-20 19:00 | 4.8 | 4.3561 | 0.068098 | 0.040859
2015-02-20 20:00 | 1.7 | 1.5428 | 0 | 0
2015-02-20 21:00 | 1 | 0.90752 | 0 | 0
2015-02-20 22:00 | 2.1 | 1.9058 | 0 | 0
2015-02-20 23:00 | 1 | 0.90752 | 0 | 0
2015-02-21 | 1.8 | 1.6335 | 0 | 0
2015-02-21 01:00 | 2 | 1.815 | 0 | 0
2015-02-21 02:00 | 1.3 | 1.1798 | 0 | 0
2015-02-21 03:00 | 1.9 | 1.7243 | 0 | 0
2015-02-21 04:00 | 1.3 | 1.1798 | 0 | 0
2015-02-21 05:00 | 2.4 | 2.178 | 0 | 0
2015-02-21 06:00 | 1 | 0.90752 | 0 | 0
2015-02-21 07:00 | 1.2 | 1.089 | 0 | 0
2015-02-21 08:00 | 1.1 | 0.99827 | 0 | 0
2015-02-21 09:00 | 2.8 | 2.5411 | 0.00079489 | 0.00047693
2015-02-21 10:00 | 1.6 | 1.452 | 0 | 0
2015-02-21 11:00 | 1.7 | 1.5428 | 0 | 0
2015-02-21 12:00 | 1.3 | 1.1798 | 0 | 0
2015-02-21 13:00 | 1.1 | 0.99827 | 0 | 0
2015-02-21 14:00 | 1.3 | 1.1798 | 0 | 0
2015-02-21 15:00 | 1.4 | 1.2705 | 0 | 0
2015-02-21 16:00 | 5.3 | 4.8099 | 0.097168 | 0.058301
2015-02-21 17:00 | 5.5 | 4.9914 | 0.11045 | 0.066272
2015-02-21 18:00 | 4.5 | 4.0838 | 0.053317 | 0.03199
2015-02-21 19:00 | 5.8 | 5.2636 | 0.13227 | 0.079364
2015-02-21 20:00 | 4.8 | 4.3561 | 0.068098 | 0.040859
2015-02-21 21:00 | 2.6 | 2.3595 | 0 | 0
2015-02-21 22:00 | 2.8 | 2.5411 | 0.00079489 | 0.00047693
2015-02-21 23:00 | 5.6 | 5.0821 | 0.11747 | 0.070482
2015-02-22 | 6.4 | 5.8081 | 0.18317 | 0.1099
2015-02-22 01:00 | 7.1 | 6.4434 | 0.25588 | 0.15353
2015-02-22 02:00 | 7.6 | 6.8971 | 0.31744 | 0.19046
2015-02-22 03:00 | 7 | 6.3526 | 0.24456 | 0.14674
2015-02-22 04:00 | 6.6 | 5.9896 | 0.20242 | 0.12145
2015-02-22 05:00 | 6.2 | 5.6266 | 0.16509 | 0.099052
2015-02-22 06:00 | 4.1 | 3.7208 | 0.036458 | 0.021875
2015-02-22 07:00 | 4.1 | 3.7208 | 0.036458 | 0.021875
2015-02-22 08:00 | 4.6 | 4.1746 | 0.058033 | 0.03482
2015-02-22 09:00 | 4.3 | 3.9023 | 0.044496 | 0.026697
2015-02-22 10:00 | 3.7 | 3.3578 | 0.022587 | 0.013552
2015-02-22 11:00 | 3.1 | 2.8133 | 0.0067469 | 0.0040482
2015-02-22 12:00 | 2.3 | 2.0873 | 0 | 0
2015-02-22 13:00 | 1.8 | 1.6335 | 0 | 0
2015-02-22 14:00 | 2.6 | 2.3595 | 0 | 0
2015-02-22 15:00 | 2.5 | 2.2688 | 0 | 0
2015-02-22 16:00 | 3.7 | 3.3578 | 0.022587 | 0.013552
2015-02-22 17:00 | 3.4 | 3.0856 | 0.01397 | 0.008382
2015-02-22 18:00 | 3.8 | 3.4486 | 0.025791 | 0.015474
2015-02-22 19:00 | 2.9 | 2.6318 | 0.0026453 | 0.0015872
2015-02-22 20:00 | 2.4 | 2.178 | 0 | 0
2015-02-22 21:00 | 2.6 | 2.3595 | 0 | 0
2015-02-22 22:00 | 3.5 | 3.1763 | 0.016681 | 0.010009
2015-02-22 23:00 | 3.7 | 3.3578 | 0.022587 | 0.013552
2015-02-23 | 5.3 | 4.8099 | 0.097168 | 0.058301
2015-02-23 01:00 | 3 | 2.7226 | 0.0046278 | 0.0027767
2015-02-23 02:00 | 2.6 | 2.3595 | 0 | 0
2015-02-23 03:00 | 5.4 | 4.9006 | 0.10369 | 0.062213
2015-02-23 04:00 | 4.1 | 3.7208 | 0.036458 | 0.021875
2015-02-23 05:00 | 5.3 | 4.8099 | 0.097168 | 0.058301
2015-02-23 06:00 | 5.2 | 4.7191 | 0.090889 | 0.054533
2015-02-23 07:00 | 4 | 3.6301 | 0.032721 | 0.019633
2015-02-23 08:00 | 5.1 | 4.6283 | 0.084847 | 0.050908
2015-02-23 09:00 | 5 | 4.5376 | 0.079038 | 0.047423
2015-02-23 10:00 | 3.2 | 2.9041 | 0.0090073 | 0.0054044
2015-02-23 11:00 | 5.7 | 5.1729 | 0.12474 | 0.074845
2015-02-23 12:00 | 6.3 | 5.7174 | 0.17398 | 0.10439
2015-02-23 13:00 | 7 | 6.3526 | 0.24456 | 0.14674
2015-02-23 14:00 | 5.3 | 4.8099 | 0.097168 | 0.058301
2015-02-23 15:00 | 6 | 5.4451 | 0.14813 | 0.08888
2015-02-23 16:00 | 10.1 | 9.1659 | 0.76642 | 0.45985
2015-02-23 17:00 | 6.1 | 5.5359 | 0.15647 | 0.093883
2015-02-23 18:00 | 9.1 | 8.2584 | 0.5563 | 0.33378
2015-02-23 19:00 | 8.3 | 7.5324 | 0.41828 | 0.25097
2015-02-23 20:00 | 8.1 | 7.3509 | 0.38764 | 0.23259
2015-02-23 21:00 | 8 | 7.2602 | 0.37288 | 0.22373
2015-02-23 22:00 | 9.5 | 8.6214 | 0.63512 | 0.38107
2015-02-23 23:00 | 8.1 | 7.3509 | 0.38764 | 0.23259
2015-02-24 | 10.4 | 9.4382 | 0.83822 | 0.50293
2015-02-24 01:00 | 10.7 | 9.7105 | 0.91429 | 0.54857
2015-02-24 02:00 | 10.9 | 9.892 | 0.96743 | 0.58046
2015-02-24 03:00 | 11.6 | 10.5272 | 1 | 0.6
2015-02-24 04:00 | 12.8 | 11.6162 | 1 | 0.6
2015-02-24 05:00 | 14.3 | 12.9775 | 1 | 0.6
2015-02-24 06:00 | 13.1 | 11.8885 | 1 | 0.6
2015-02-24 07:00 | 16.3 | 14.7926 | 1 | 0.6
2015-02-24 08:00 | 17.9 | 16.2446 | 1 | 0.6
2015-02-24 09:00 | 17.1 | 15.5186 | 1 | 0.6
2015-02-24 10:00 | 19.9 | 18.0596 | 1 | 0.6
2015-02-24 11:00 | 18 | 16.3353 | 1 | 0.6
2015-02-24 12:00 | 18.7 | 16.9706 | 1 | 0.6
2015-02-24 13:00 | 19.8 | 17.9689 | 1 | 0.6
2015-02-24 14:00 | 20.2 | 18.3319 | 1 | 0.6
2015-02-24 15:00 | 21.6 | 19.6024 | 1 | 0.6
2015-02-24 16:00 | 18.3 | 16.6076 | 1 | 0.6
2015-02-24 17:00 | 19.6 | 17.7874 | 1 | 0.6
2015-02-24 18:00 | 18.6 | 16.8799 | 1 | 0.6
2015-02-24 19:00 | 16.7 | 15.1556 | 1 | 0.6
2015-02-24 20:00 | 18.7 | 16.9706 | 1 | 0.6
2015-02-24 21:00 | 17.1 | 15.5186 | 1 | 0.6
2015-02-24 22:00 | 18 | 16.3353 | 1 | 0.6
2015-02-24 23:00 | 15.9 | 14.4296 | 1 | 0.6
2015-02-25 | 14.6 | 13.2498 | 1 | 0.6
2015-02-25 01:00 | 13.8 | 12.5238 | 1 | 0.6
2015-02-25 02:00 | 15.8 | 14.3388 | 1 | 0.6
2015-02-25 03:00 | 15 | 13.6128 | 1 | 0.6
2015-02-25 04:00 | 13.6 | 12.3423 | 1 | 0.6
2015-02-25 05:00 | 13.1 | 11.8885 | 1 | 0.6
2015-02-25 06:00 | 10.9 | 9.892 | 0.96743 | 0.58046
2015-02-25 07:00 | 12.6 | 11.4347 | 1 | 0.6
2015-02-25 08:00 | 15.2 | 13.7943 | 1 | 0.6
2015-02-25 09:00 | 13 | 11.7977 | 1 | 0.6
2015-02-25 10:00 | 10.6 | 9.6197 | 0.88845 | 0.53307
2015-02-25 11:00 | 11.1 | 10.0735 | 1 | 0.6
2015-02-25 12:00 | 11.1 | 10.0735 | 1 | 0.6
2015-02-25 13:00 | 10.1 | 9.1659 | 0.76642 | 0.45985
2015-02-25 14:00 | 8.4 | 7.6232 | 0.43416 | 0.2605
2015-02-25 15:00 | 5.6 | 5.0821 | 0.11747 | 0.070482
2015-02-25 16:00 | 3.6 | 3.2671 | 0.019552 | 0.011731
2015-02-25 17:00 | 4.6 | 4.1746 | 0.058033 | 0.03482
2015-02-25 18:00 | 1 | 0.90752 | 0 | 0
2015-02-25 19:00 | 0.8 | 0.72602 | 0 | 0
2015-02-25 20:00 | 0.7 | 0.63526 | 0 | 0
2015-02-25 21:00 | 2.2 | 1.9965 | 0 | 0
2015-02-25 22:00 | 2.3 | 2.0873 | 0 | 0
2015-02-25 23:00 | 1.5 | 1.3613 | 0 | 0
2015-02-26 | 1.2 | 1.089 | 0 | 0
2015-02-26 01:00 | 5.1 | 4.6283 | 0.084847 | 0.050908
2015-02-26 02:00 | 4.5 | 4.0838 | 0.053317 | 0.03199
2015-02-26 03:00 | 5 | 4.5376 | 0.079038 | 0.047423
2015-02-26 04:00 | 7.1 | 6.4434 | 0.25588 | 0.15353
2015-02-26 05:00 | 8.9 | 8.0769 | 0.5194 | 0.31164
2015-02-26 06:00 | 6.6 | 5.9896 | 0.20242 | 0.12145
2015-02-26 07:00 | 5.3 | 4.8099 | 0.097168 | 0.058301
2015-02-26 08:00 | 7.1 | 6.4434 | 0.25588 | 0.15353
2015-02-26 09:00 | 7.8 | 7.0786 | 0.34445 | 0.20667
2015-02-26 10:00 | 3.9 | 3.5393 | 0.029167 | 0.0175
2015-02-26 11:00 | 5.9 | 5.3544 | 0.14007 | 0.084041
2015-02-26 12:00 | 6.4 | 5.8081 | 0.18317 | 0.1099
2015-02-26 13:00 | 5.3 | 4.8099 | 0.097168 | 0.058301
2015-02-26 14:00 | 6.3 | 5.7174 | 0.17398 | 0.10439
2015-02-26 15:00 | 7.4 | 6.7156 | 0.29181 | 0.17509
2015-02-26 16:00 | 6.1 | 5.5359 | 0.15647 | 0.093883
2015-02-26 17:00 | 6 | 5.4451 | 0.14813 | 0.08888
2015-02-26 18:00 | 5.2 | 4.7191 | 0.090889 | 0.054533
2015-02-26 19:00 | 0.8 | 0.72602 | 0 | 0
2015-02-26 20:00 | 1.1 | 0.99827 | 0 | 0
2015-02-26 21:00 | 2 | 1.815 | 0 | 0
2015-02-26 22:00 | 1.3 | 1.1798 | 0 | 0
2015-02-26 23:00 | 3.6 | 3.2671 | 0.019552 | 0.011731
2015-02-27 | 5.1 | 4.6283 | 0.084847 | 0.050908
2015-02-27 01:00 | 7.2 | 6.5341 | 0.26753 | 0.16052
2015-02-27 02:00 | 6.3 | 5.7174 | 0.17398 | 0.10439
2015-02-27 03:00 | 3.2 | 2.9041 | 0.0090073 | 0.0054044
2015-02-27 04:00 | 2.2 | 1.9965 | 0 | 0
2015-02-27 05:00 | 4.9 | 4.4468 | 0.073457 | 0.044074
2015-02-27 06:00 | 10 | 9.0752 | 0.74342 | 0.44605
2015-02-27 07:00 | 11.5 | 10.4365 | 1 | 0.6
2015-02-27 08:00 | 9.9 | 8.9844 | 0.72086 | 0.43252
2015-02-27 09:00 | 12.8 | 11.6162 | 1 | 0.6
2015-02-27 10:00 | 13.1 | 11.8885 | 1 | 0.6
2015-02-27 11:00 | 12.7 | 11.5255 | 1 | 0.6
2015-02-27 12:00 | 12.1 | 10.981 | 1 | 0.6
2015-02-27 13:00 | 14.4 | 13.0683 | 1 | 0.6
2015-02-27 14:00 | 12.1 | 10.981 | 1 | 0.6
2015-02-27 15:00 | 12.7 | 11.5255 | 1 | 0.6
2015-02-27 16:00 | 12.1 | 10.981 | 1 | 0.6
2015-02-27 17:00 | 15.8 | 14.3388 | 1 | 0.6
2015-02-27 18:00 | 14.8 | 13.4313 | 1 | 0.6
2015-02-27 19:00 | 15.2 | 13.7943 | 1 | 0.6
2015-02-27 20:00 | 11.7 | 10.618 | 1 | 0.6
2015-02-27 21:00 | 12.5 | 11.344 | 1 | 0.6
2015-02-27 22:00 | 12.6 | 11.4347 | 1 | 0.6
2015-02-27 23:00 | 14 | 12.7053 | 1 | 0.6
2015-02-28 | 15.5 | 14.0665 | 1 | 0.6
2015-02-28 01:00 | 15.8 | 14.3388 | 1 | 0.6
2015-02-28 02:00 | 16.1 | 14.6111 | 1 | 0.6
2015-02-28 03:00 | 17.4 | 15.7908 | 1 | 0.6
2015-02-28 04:00 | 15.8 | 14.3388 | 1 | 0.6
2015-02-28 05:00 | 17.4 | 15.7908 | 1 | 0.6
2015-02-28 06:00 | 19.8 | 17.9689 | 1 | 0.6
2015-02-28 07:00 | 18.2 | 16.5168 | 1 | 0.6
2015-02-28 08:00 | 14 | 12.7053 | 1 | 0.6
2015-02-28 09:00 | 15.3 | 13.885 | 1 | 0.6
2015-02-28 10:00 | 15 | 13.6128 | 1 | 0.6
2015-02-28 11:00 | 16.8 | 15.2463 | 1 | 0.6
2015-02-28 12:00 | 17.7 | 16.0631 | 1 | 0.6
2015-02-28 13:00 | 18.5 | 16.7891 | 1 | 0.6
2015-02-28 14:00 | 17.8 | 16.1538 | 1 | 0.6
2015-02-28 15:00 | 15.7 | 14.2481 | 1 | 0.6
2015-02-28 16:00 | 18.3 | 16.6076 | 1 | 0.6
2015-02-28 17:00 | 16.7 | 15.1556 | 1 | 0.6
2015-02-28 18:00 | 17.1 | 15.5186 | 1 | 0.6
2015-02-28 19:00 | 18.2 | 16.5168 | 1 | 0.6
2015-02-28 20:00 | 20.6 | 18.6949 | 1 | 0.6
2015-02-28 21:00 | 19.4 | 17.6059 | 1 | 0.6
2015-02-28 22:00 | 20 | 18.1504 | 1 | 0.6
2015-02-28 23:00 | 21.5 | 19.5117 | 1 | 0.6
2015-03-01 | 17.9 | 16.2446 | 1 | 0.6
2015-03-01 01:00 | 23.1 | 20.9637 | 1 | 0.6
2015-03-01 02:00 | 22.1 | 20.0562 | 1 | 0.6
2015-03-01 03:00 | 22.4 | 20.3284 | 1 | 0.6
2015-03-01 04:00 | 20.3 | 18.4226 | 1 | 0.6
2015-03-01 05:00 | 19.1 | 17.3336 | 1 | 0.6
2015-03-01 06:00 | 19.1 | 17.3336 | 1 | 0.6
2015-03-01 07:00 | 19.1 | 17.3336 | 1 | 0.6
2015-03-01 08:00 | 18.5 | 16.7891 | 1 | 0.6
2015-03-01 09:00 | 20.4 | 18.5134 | 1 | 0.6
2015-03-01 10:00 | 21.1 | 19.1487 | 1 | 0.6
2015-03-01 11:00 | 19.6 | 17.7874 | 1 | 0.6
2015-03-01 12:00 | 21.7 | 19.6932 | 1 | 0.6
2015-03-01 13:00 | 22.4 | 20.3284 | 1 | 0.6
2015-03-01 14:00 | 18 | 16.3353 | 1 | 0.6
2015-03-01 15:00 | 18.6 | 16.8799 | 1 | 0.6
2015-03-01 16:00 | 18.5 | 16.7891 | 1 | 0.6
2015-03-01 17:00 | 18.7 | 16.9706 | 1 | 0.6
2015-03-01 18:00 | 14.9 | 13.522 | 1 | 0.6
2015-03-01 19:00 | 16.3 | 14.7926 | 1 | 0.6
2015-03-01 20:00 | 20.7 | 18.7856 | 1 | 0.6
2015-03-01 21:00 | 13.6 | 12.3423 | 1 | 0.6
2015-03-01 22:00 | 20.2 | 18.3319 | 1 | 0.6
2015-03-01 23:00 | 16.2 | 14.7018 | 1 | 0.6
2015-03-02 | 14.9 | 13.522 | 1 | 0.6
2015-03-02 01:00 | 16.3 | 14.7926 | 1 | 0.6
2015-03-02 02:00 | 17.2 | 15.6093 | 1 | 0.6
2015-03-02 03:00 | 18.5 | 16.7891 | 1 | 0.6
2015-03-02 04:00 | 19.8 | 17.9689 | 1 | 0.6
2015-03-02 05:00 | 20.5 | 18.6041 | 1 | 0.6
2015-03-02 06:00 | 20.8 | 18.8764 | 1 | 0.6
2015-03-02 07:00 | 20.9 | 18.9672 | 1 | 0.6
2015-03-02 08:00 | 19.1 | 17.3336 | 1 | 0.6
2015-03-02 09:00 | 19.3 | 17.5151 | 1 | 0.6
2015-03-02 10:00 | 18.2 | 16.5168 | 1 | 0.6
2015-03-02 11:00 | 17.1 | 15.5186 | 1 | 0.6
2015-03-02 12:00 | 17.1 | 15.5186 | 1 | 0.6
2015-03-02 13:00 | 13.8 | 12.5238 | 1 | 0.6
2015-03-02 14:00 | 14.5 | 13.159 | 1 | 0.6
2015-03-02 15:00 | 13.3 | 12.07 | 1 | 0.6
2015-03-02 16:00 | 14.3 | 12.9775 | 1 | 0.6
2015-03-02 17:00 | 17.4 | 15.7908 | 1 | 0.6
2015-03-02 18:00 | 15.5 | 14.0665 | 1 | 0.6
2015-03-02 19:00 | 19.3 | 17.5151 | 1 | 0.6
2015-03-02 20:00 | 18.2 | 16.5168 | 1 | 0.6
2015-03-02 21:00 | 16.7 | 15.1556 | 1 | 0.6
2015-03-02 22:00 | 16.2 | 14.7018 | 1 | 0.6
2015-03-02 23:00 | 14.2 | 12.8868 | 1 | 0.6
2015-03-03 | 11.5 | 10.4365 | 1 | 0.6
2015-03-03 01:00 | 11.2 | 10.1642 | 1 | 0.6
2015-03-03 02:00 | 9.6 | 8.7122 | 0.6559 | 0.39354
2015-03-03 03:00 | 10.8 | 9.8012 | 0.94061 | 0.56437
2015-03-03 04:00 | 9.6 | 8.7122 | 0.6559 | 0.39354
2015-03-03 05:00 | 10.1 | 9.1659 | 0.76642 | 0.45985
2015-03-03 06:00 | 10.7 | 9.7105 | 0.91429 | 0.54857
2015-03-03 07:00 | 9.4 | 8.5307 | 0.61478 | 0.36887
2015-03-03 08:00 | 8.8 | 7.9862 | 0.50156 | 0.30094
2015-03-03 09:00 | 8.1 | 7.3509 | 0.38764 | 0.23259
2015-03-03 10:00 | 6.9 | 6.2619 | 0.23356 | 0.14014
2015-03-03 11:00 | 5.1 | 4.6283 | 0.084847 | 0.050908
2015-03-03 12:00 | 5 | 4.5376 | 0.079038 | 0.047423
2015-03-03 13:00 | 4 | 3.6301 | 0.032721 | 0.019633
2015-03-03 14:00 | 4.2 | 3.8116 | 0.040381 | 0.024229
2015-03-03 15:00 | 5.6 | 5.0821 | 0.11747 | 0.070482
2015-03-03 16:00 | 6.5 | 5.8989 | 0.19265 | 0.11559
2015-03-03 17:00 | 5.6 | 5.0821 | 0.11747 | 0.070482
2015-03-03 18:00 | 5.5 | 4.9914 | 0.11045 | 0.066272
2015-03-03 19:00 | 5.8 | 5.2636 | 0.13227 | 0.079364
2015-03-03 20:00 | 5.9 | 5.3544 | 0.14007 | 0.084041
2015-03-03 21:00 | 5.9 | 5.3544 | 0.14007 | 0.084041
2015-03-03 22:00 | 5.3 | 4.8099 | 0.097168 | 0.058301
2015-03-03 23:00 | 6.1 | 5.5359 | 0.15647 | 0.093883
2015-03-04 | 5.9 | 5.3544 | 0.14007 | 0.084041
2015-03-04 01:00 | 5.7 | 5.1729 | 0.12474 | 0.074845
2015-03-04 02:00 | 5.9 | 5.3544 | 0.14007 | 0.084041
2015-03-04 03:00 | 5.7 | 5.1729 | 0.12474 | 0.074845
2015-03-04 04:00 | 6.4 | 5.8081 | 0.18317 | 0.1099
2015-03-04 05:00 | 5.6 | 5.0821 | 0.11747 | 0.070482
2015-03-04 06:00 | 5.8 | 5.2636 | 0.13227 | 0.079364
2015-03-04 07:00 | 5.4 | 4.9006 | 0.10369 | 0.062213
2015-03-04 08:00 | 3 | 2.7226 | 0.0046278 | 0.0027767
2015-03-04 09:00 | 5 | 4.5376 | 0.079038 | 0.047423
2015-03-04 10:00 | 5.3 | 4.8099 | 0.097168 | 0.058301
2015-03-04 11:00 | 6 | 5.4451 | 0.14813 | 0.08888
2015-03-04 12:00 | 5.9 | 5.3544 | 0.14007 | 0.084041
2015-03-04 13:00 | 5.2 | 4.7191 | 0.090889 | 0.054533
2015-03-04 14:00 | 4.3 | 3.9023 | 0.044496 | 0.026697
2015-03-04 15:00 | 2 | 1.815 | 0 | 0
2015-03-04 16:00 | 2.7 | 2.4503 | 0 | 0
2015-03-04 17:00 | 3.9 | 3.5393 | 0.029167 | 0.0175
2015-03-04 18:00 | 2.2 | 1.9965 | 0 | 0
2015-03-04 19:00 | 1.5 | 1.3613 | 0 | 0
2015-03-04 20:00 | 1.4 | 1.2705 | 0 | 0
2015-03-04 21:00 | 1.6 | 1.452 | 0 | 0
2015-03-04 22:00 | 3.5 | 3.1763 | 0.016681 | 0.010009
2015-03-04 23:00 | 1.9 | 1.7243 | 0 | 0
2015-03-05 | 1.4 | 1.2705 | 0 | 0
2015-03-05 01:00 | 3 | 2.7226 | 0.0046278 | 0.0027767
2015-03-05 02:00 | 2.9966 | 2.7194 | 0.0045575 | 0.0027345
2015-03-05 03:00 | 2.9931 | 2.7163 | 0.0044873 | 0.0026924
2015-03-05 04:00 | 2.9897 | 2.7132 | 0.0044173 | 0.0026504
2015-03-05 05:00 | 2.9863 | 2.7101 | 0.0043475 | 0.0026085
2015-03-05 06:00 | 2.9828 | 2.707 | 0.0042778 | 0.0025667
2015-03-05 07:00 | 2.9794 | 2.7039 | 0.0042083 | 0.002525
2015-03-05 08:00 | 2.976 | 2.7007 | 0.004139 | 0.0024834
2015-03-05 09:00 | 2.9725 | 2.6976 | 0.0040698 | 0.0024419
2015-03-05 10:00 | 2.9691 | 2.6945 | 0.0040008 | 0.0024005
2015-03-05 11:00 | 2.9657 | 2.6914 | 0.0039319 | 0.0023591
2015-03-05 12:00 | 2.9622 | 2.6883 | 0.0038632 | 0.0023179
2015-03-05 13:00 | 2.9588 | 2.6852 | 0.0037947 | 0.0022768
2015-03-05 14:00 | 2.9554 | 2.6821 | 0.0037263 | 0.0022358
2015-03-05 15:00 | 2.9519 | 2.6789 | 0.003658 | 0.0021948
2015-03-05 16:00 | 2.9485 | 2.6758 | 0.00359 | 0.002154
2015-03-05 17:00 | 2.9451 | 2.6727 | 0.003522 | 0.0021132
2015-03-05 18:00 | 2.9416 | 2.6696 | 0.0034543 | 0.0020726
2015-03-05 19:00 | 2.9382 | 2.6665 | 0.0033867 | 0.002032
2015-03-05 20:00 | 2.9348 | 2.6634 | 0.0033193 | 0.0019916
2015-03-05 21:00 | 2.9313 | 2.6602 | 0.003252 | 0.0019512
2015-03-05 22:00 | 2.9279 | 2.6571 | 0.0031848 | 0.0019109
2015-03-05 23:00 | 2.9245 | 2.654 | 0.0031179 | 0.0018707
2015-03-06 | 2.921 | 2.6509 | 0.0030511 | 0.0018306
2015-03-06 01:00 | 2.9176 | 2.6478 | 0.0029844 | 0.0017906
2015-03-06 02:00 | 2.9142 | 2.6447 | 0.0029179 | 0.0017508
2015-03-06 03:00 | 2.9107 | 2.6415 | 0.0028516 | 0.0017109
2015-03-06 04:00 | 2.9073 | 2.6384 | 0.0027854 | 0.0016712
2015-03-06 05:00 | 2.9039 | 2.6353 | 0.0027194 | 0.0016316
2015-03-06 06:00 | 2.9004 | 2.6322 | 0.0026535 | 0.0015921
2015-03-06 07:00 | 2.897 | 2.6291 | 0.0025878 | 0.0015527
2015-03-06 08:00 | 2.8936 | 2.626 | 0.0025222 | 0.0015133
2015-03-06 09:00 | 2.8901 | 2.6228 | 0.0024568 | 0.0014741
2015-03-06 10:00 | 2.8867 | 2.6197 | 0.0023916 | 0.0014349
2015-03-06 11:00 | 2.8833 | 2.6166 | 0.0023265 | 0.0013959
2015-03-06 12:00 | 2.8798 | 2.6135 | 0.0022615 | 0.0013569
2015-03-06 13:00 | 2.8764 | 2.6104 | 0.0021967 | 0.001318
2015-03-06 14:00 | 2.873 | 2.6073 | 0.0021321 | 0.0012793
2015-03-06 15:00 | 2.8695 | 2.6042 | 0.0020676 | 0.0012406
2015-03-06 16:00 | 2.8661 | 2.601 | 0.0020033 | 0.001202
2015-03-06 17:00 | 2.8627 | 2.5979 | 0.0019391 | 0.0011635
2015-03-06 18:00 | 2.8592 | 2.5948 | 0.0018751 | 0.0011251
2015-03-06 19:00 | 2.8558 | 2.5917 | 0.0018113 | 0.0010868
2015-03-06 20:00 | 2.8524 | 2.5886 | 0.0017476 | 0.0010485
2015-03-06 21:00 | 2.8489 | 2.5855 | 0.001684 | 0.0010104
2015-03-06 22:00 | 2.8455 | 2.5823 | 0.0016206 | 0.00097236
2015-03-06 23:00 | 2.8421 | 2.5792 | 0.0015574 | 0.00093441
2015-03-07 | 2.8386 | 2.5761 | 0.0014943 | 0.00089655
2015-03-07 01:00 | 2.8352 | 2.573 | 0.0014313 | 0.00085879
2015-03-07 02:00 | 2.8318 | 2.5699 | 0.0013685 | 0.00082111
2015-03-07 03:00 | 2.8283 | 2.5668 | 0.0013059 | 0.00078353
2015-03-07 04:00 | 2.8249 | 2.5636 | 0.0012434 | 0.00074604
2015-03-07 05:00 | 2.8215 | 2.5605 | 0.0011811 | 0.00070864
2015-03-07 06:00 | 2.818 | 2.5574 | 0.0011189 | 0.00067132
2015-03-07 07:00 | 2.8146 | 2.5543 | 0.0010568 | 0.0006341
2015-03-07 08:00 | 2.8112 | 2.5512 | 0.00099496 | 0.00059698
2015-03-07 09:00 | 2.8077 | 2.5481 | 0.00093323 | 0.00055994
2015-03-07 10:00 | 2.8043 | 2.5449 | 0.00087165 | 0.00052299
2015-03-07 11:00 | 2.8009 | 2.5418 | 0.00081022 | 0.00048613
2015-03-07 12:00 | 2.7974 | 2.5387 | 0.00074894 | 0.00044936
2015-03-07 13:00 | 2.794 | 2.5356 | 0.00068781 | 0.00041269
2015-03-07 14:00 | 2.7906 | 2.5325 | 0.00062683 | 0.0003761
2015-03-07 15:00 | 2.7871 | 2.5294 | 0.000566 | 0.0003396
2015-03-07 16:00 | 2.7837 | 2.5263 | 0.00050532 | 0.00030319
2015-03-07 17:00 | 2.7803 | 2.5231 | 0.00044479 | 0.00026688
2015-03-07 18:00 | 2.7768 | 2.52 | 0.00038441 | 0.00023065
2015-03-07 19:00 | 2.7734 | 2.5169 | 0.00032418 | 0.00019451
2015-03-07 20:00 | 2.77 | 2.5138 | 0.0002641 | 0.00015846
2015-03-07 21:00 | 2.7665 | 2.5107 | 0.00020417 | 0.0001225
2015-03-07 22:00 | 2.7631 | 2.5076 | 0.00014438 | 8.663e-05
2015-03-07 23:00 | 2.7597 | 2.5044 | 8.4746e-05 | 5.0848e-05
2015-03-08 | 2.7562 | 2.5013 | 2.5258e-05 | 1.5155e-05
2015-03-08 01:00 | 2.7528 | 2.4982 | 0 | 0
2015-03-08 02:00 | 2.7494 | 2.4951 | 0 | 0
2015-03-08 03:00 | 2.7459 | 2.492 | 0 | 0
2015-03-08 04:00 | 2.7425 | 2.4889 | 0 | 0
2015-03-08 05:00 | 2.7391 | 2.4857 | 0 | 0
2015-03-08 06:00 | 2.7356 | 2.4826 | 0 | 0
2015-03-08 07:00 | 2.7322 | 2.4795 | 0 | 0
2015-03-08 08:00 | 2.7288 | 2.4764 | 0 | 0
2015-03-08 09:00 | 2.7253 | 2.4733 | 0 | 0
2015-03-08 10:00 | 2.7219 | 2.4702 | 0 | 0
2015-03-08 11:00 | 2.7185 | 2.467 | 0 | 0
2015-03-08 12:00 | 2.715 | 2.4639 | 0 | 0
2015-03-08 13:00 | 2.7116 | 2.4608 | 0 | 0
2015-03-08 14:00 | 2.7082 | 2.4577 | 0 | 0
2015-03-08 15:00 | 2.7047 | 2.4546 | 0 | 0
2015-03-08 16:00 | 2.7013 | 2.4515 | 0 | 0
2015-03-08 17:00 | 2.6979 | 2.4484 | 0 | 0
2015-03-08 18:00 | 2.6944 | 2.4452 | 0 | 0
2015-03-08 19:00 | 2.691 | 2.4421 | 0 | 0
2015-03-08 20:00 | 2.6876 | 2.439 | 0 | 0
2015-03-08 21:00 | 2.6841 | 2.4359 | 0 | 0
2015-03-08 22:00 | 2.6807 | 2.4328 | 0 | 0
2015-03-08 23:00 | 2.6773 | 2.4297 | 0 | 0
2015-03-09 | 2.6738 | 2.4265 | 0 | 0
2015-03-09 01:00 | 2.6704 | 2.4234 | 0 | 0
2015-03-09 02:00 | 2.667 | 2.4203 | 0 | 0
2015-03-09 03:00 | 2.6635 | 2.4172 | 0 | 0
2015-03-09 04:00 | 2.6601 | 2.4141 | 0 | 0
2015-03-09 05:00 | 2.6567 | 2.411 | 0 | 0
2015-03-09 06:00 | 2.6532 | 2.4078 | 0 | 0
2015-03-09 07:00 | 2.6498 | 2.4047 | 0 | 0
2015-03-09 08:00 | 2.6464 | 2.4016 | 0 | 0
2015-03-09 09:00 | 2.6429 | 2.3985 | 0 | 0
2015-03-09 10:00 | 2.6395 | 2.3954 | 0 | 0
2015-03-09 11:00 | 2.6361 | 2.3923 | 0 | 0
2015-03-09 12:00 | 2.6326 | 2.3892 | 0 | 0
2015-03-09 13:00 | 2.6292 | 2.386 | 0 | 0
2015-03-09 14:00 | 2.6258 | 2.3829 | 0 | 0
2015-03-09 15:00 | 2.6223 | 2.3798 | 0 | 0
2015-03-09 16:00 | 2.6189 | 2.3767 | 0 | 0
2015-03-09 17:00 | 2.6155 | 2.3736 | 0 | 0
2015-03-09 18:00 | 2.612 | 2.3705 | 0 | 0
2015-03-09 19:00 | 2.6086 | 2.3673 | 0 | 0
2015-03-09 20:00 | 2.6052 | 2.3642 | 0 | 0
2015-03-09 21:00 | 2.6017 | 2.3611 | 0 | 0
2015-03-09 22:00 | 2.5983 | 2.358 | 0 | 0
2015-03-09 23:00 | 2.5948 | 2.3549 | 0 | 0
2015-03-10 | 2.5914 | 2.3518 | 0 | 0
2015-03-10 01:00 | 2.588 | 2.3486 | 0 | 0
2015-03-10 02:00 | 2.5845 | 2.3455 | 0 | 0
2015-03-10 03:00 | 2.5811 | 2.3424 | 0 | 0
2015-03-10 04:00 | 2.5777 | 2.3393 | 0 | 0
2015-03-10 05:00 | 2.5742 | 2.3362 | 0 | 0
2015-03-10 06:00 | 2.5708 | 2.3331 | 0 | 0
2015-03-10 07:00 | 2.5674 | 2.3299 | 0 | 0
2015-03-10 08:00 | 2.5639 | 2.3268 | 0 | 0
2015-03-10 09:00 | 2.5605 | 2.3237 | 0 | 0
2015-03-10 10:00 | 2.5571 | 2.3206 | 0 | 0
2015-03-10 11:00 | 2.5536 | 2.3175 | 0 | 0
2015-03-10 12:00 | 2.5502 | 2.3144 | 0 | 0
2015-03-10 13:00 | 2.5468 | 2.3113 | 0 | 0
2015-03-10 14:00 | 2.5433 | 2.3081 | 0 | 0
2015-03-10 15:00 | 2.5399 | 2.305 | 0 | 0
2015-03-10 16:00 | 2.5365 | 2.3019 | 0 | 0
2015-03-10 17:00 | 2.533 | 2.2988 | 0 | 0
2015-03-10 18:00 | 2.5296 | 2.2957 | 0 | 0
2015-03-10 19:00 | 2.5262 | 2.2926 | 0 | 0
2015-03-10 20:00 | 2.5227 | 2.2894 | 0 | 0
2015-03-10 21:00 | 2.5193 | 2.2863 | 0 | 0
2015-03-10 22:00 | 2.5159 | 2.2832 | 0 | 0
2015-03-10 23:00 | 2.5124 | 2.2801 | 0 | 0
2015-03-11 | 2.509 | 2.277 | 0 | 0
2015-03-11 01:00 | 2.5056 | 2.2739 | 0 | 0
2015-03-11 02:00 | 2.5021 | 2.2707 | 0 | 0
2015-03-11 03:00 | 2.4987 | 2.2676 | 0 | 0
2015-03-11 04:00 | 2.4953 | 2.2645 | 0 | 0
2015-03-11 05:00 | 2.4918 | 2.2614 | 0 | 0
2015-03-11 06:00 | 2.4884 | 2.2583 | 0 | 0
2015-03-11 07:00 | 2.485 | 2.2552 | 0 | 0
2015-03-11 08:00 | 2.4815 | 2.252 | 0 | 0
2015-03-11 09:00 | 2.4781 | 2.2489 | 0 | 0
2015-03-11 10:00 | 2.4747 | 2.2458 | 0 | 0
2015-03-11 11:00 | 2.4712 | 2.2427 | 0 | 0
2015-03-11 12:00 | 2.4678 | 2.2396 | 0 | 0
2015-03-11 13:00 | 2.4644 | 2.2365 | 0 | 0
2015-03-11 14:00 | 2.4609 | 2.2334 | 0 | 0
2015-03-11 15:00 | 2.4575 | 2.2302 | 0 | 0
2015-03-11 16:00 | 2.4541 | 2.2271 | 0 | 0
2015-03-11 17:00 | 2.4506 | 2.224 | 0 | 0
2015-03-11 18:00 | 2.4472 | 2.2209 | 0 | 0
2015-03-11 19:00 | 2.4438 | 2.2178 | 0 | 0
2015-03-11 20:00 | 2.4403 | 2.2147 | 0 | 0
2015-03-11 21:00 | 2.4369 | 2.2115 | 0 | 0
2015-03-11 22:00 | 2.4335 | 2.2084 | 0 | 0
2015-03-11 23:00 | 2.43 | 2.2053 | 0 | 0
2015-03-12 | 2.4266 | 2.2022 | 0 | 0
2015-03-12 01:00 | 2.4232 | 2.1991 | 0 | 0
2015-03-12 02:00 | 2.4197 | 2.196 | 0 | 0
2015-03-12 03:00 | 2.4163 | 2.1928 | 0 | 0
2015-03-12 04:00 | 2.4129 | 2.1897 | 0 | 0
2015-03-12 05:00 | 2.4094 | 2.1866 | 0 | 0
2015-03-12 06:00 | 2.406 | 2.1835 | 0 | 0
2015-03-12 07:00 | 2.4026 | 2.1804 | 0 | 0
2015-03-12 08:00 | 2.3991 | 2.1773 | 0 | 0
2015-03-12 09:00 | 2.3957 | 2.1742 | 0 | 0
2015-03-12 10:00 | 2.3923 | 2.171 | 0 | 0
2015-03-12 11:00 | 2.3888 | 2.1679 | 0 | 0
2015-03-12 12:00 | 2.3854 | 2.1648 | 0 | 0
2015-03-12 13:00 | 2.382 | 2.1617 | 0 | 0
2015-03-12 14:00 | 2.3785 | 2.1586 | 0 | 0
2015-03-12 15:00 | 2.3751 | 2.1555 | 0 | 0
2015-03-12 16:00 | 2.3717 | 2.1523 | 0 | 0
2015-03-12 17:00 | 2.3682 | 2.1492 | 0 | 0
2015-03-12 18:00 | 2.3648 | 2.1461 | 0 | 0
2015-03-12 19:00 | 2.3614 | 2.143 | 0 | 0
2015-03-12 20:00 | 2.3579 | 2.1399 | 0 | 0
2015-03-12 21:00 | 2.3545 | 2.1368 | 0 | 0
2015-03-12 22:00 | 2.3511 | 2.1336 | 0 | 0
2015-03-12 23:00 | 2.3476 | 2.1305 | 0 | 0
2015-03-13 | 2.3442 | 2.1274 | 0 | 0
2015-03-13 01:00 | 2.3408 | 2.1243 | 0 | 0
2015-03-13 02:00 | 2.3373 | 2.1212 | 0 | 0
2015-03-13 03:00 | 2.3339 | 2.1181 | 0 | 0
2015-03-13 04:00 | 2.3305 | 2.1149 | 0 | 0
2015-03-13 05:00 | 2.327 | 2.1118 | 0 | 0
2015-03-13 06:00 | 2.3236 | 2.1087 | 0 | 0
2015-03-13 07:00 | 2.3202 | 2.1056 | 0 | 0
2015-03-13 08:00 | 2.3167 | 2.1025 | 0 | 0
2015-03-13 09:00 | 2.3133 | 2.0994 | 0 | 0
2015-03-13 10:00 | 2.3099 | 2.0963 | 0 | 0
2015-03-13 11:00 | 2.3064 | 2.0931 | 0 | 0
2015-03-13 12:00 | 2.303 | 2.09 | 0 | 0
2015-03-13 13:00 | 2.2996 | 2.0869 | 0 | 0
2015-03-13 14:00 | 2.2961 | 2.0838 | 0 | 0
2015-03-13 15:00 | 2.2927 | 2.0807 | 0 | 0
2015-03-13 16:00 | 2.2893 | 2.0776 | 0 | 0
2015-03-13 17:00 | 2.2858 | 2.0744 | 0 | 0
2015-03-13 18:00 | 2.2824 | 2.0713 | 0 | 0
2015-03-13 19:00 | 2.279 | 2.0682 | 0 | 0
2015-03-13 20:00 | 2.2755 | 2.0651 | 0 | 0
2015-03-13 21:00 | 2.2721 | 2.062 | 0 | 0
2015-03-13 22:00 | 2.2687 | 2.0589 | 0 | 0
2015-03-13 23:00 | 2.2652 | 2.0557 | 0 | 0
2015-03-14 | 2.2618 | 2.0526 | 0 | 0
2015-03-14 01:00 | 2.2584 | 2.0495 | 0 | 0
2015-03-14 02:00 | 2.2549 | 2.0464 | 0 | 0
2015-03-14 03:00 | 2.2515 | 2.0433 | 0 | 0
2015-03-14 04:00 | 2.2481 | 2.0402 | 0 | 0
2015-03-14 05:00 | 2.2446 | 2.037 | 0 | 0
2015-03-14 06:00 | 2.2412 | 2.0339 | 0 | 0
2015-03-14 07:00 | 2.2378 | 2.0308 | 0 | 0
2015-03-14 08:00 | 2.2343 | 2.0277 | 0 | 0
2015-03-14 09:00 | 2.2309 | 2.0246 | 0 | 0
2015-03-14 10:00 | 2.2275 | 2.0215 | 0 | 0
2015-03-14 11:00 | 2.224 | 2.0184 | 0 | 0
2015-03-14 12:00 | 2.2206 | 2.0152 | 0 | 0
2015-03-14 13:00 | 2.2172 | 2.0121 | 0 | 0
2015-03-14 14:00 | 2.2137 | 2.009 | 0 | 0
2015-03-14 15:00 | 2.2103 | 2.0059 | 0 | 0
2015-03-14 16:00 | 2.2069 | 2.0028 | 0 | 0
2015-03-14 17:00 | 2.2034 | 1.9997 | 0 | 0
2015-03-14 18:00 | 2.2 | 1.9965 | 0 | 0
2015-03-14 19:00 | 2.3 | 2.0873 | 0 | 0
2015-03-14 20:00 | 8.7 | 7.8954 | 0.48412 | 0.29047
2015-03-14 21:00 | 5.4 | 4.9006 | 0.10369 | 0.062213
2015-03-14 22:00 | 6.7 | 6.0804 | 0.21249 | 0.1275
2015-03-14 23:00 | 7.4 | 6.7156 | 0.29181 | 0.17509
2015-03-15 | 5.5 | 4.9914 | 0.11045 | 0.066272
2015-03-15 01:00 | 3.1 | 2.8133 | 0.0067469 | 0.0040482
2015-03-15 02:00 | 4.8 | 4.3561 | 0.068098 | 0.040859
2015-03-15 03:00 | 2.3 | 2.0873 | 0 | 0
2015-03-15 04:00 | 2.4 | 2.178 | 0 | 0
2015-03-15 05:00 | 2.3 | 2.0873 | 0 | 0
2015-03-15 06:00 | 3.1 | 2.8133 | 0.0067469 | 0.0040482
2015-03-15 07:00 | 3.6 | 3.2671 | 0.019552 | 0.011731
2015-03-15 08:00 | 2.3 | 2.0873 | 0 | 0
2015-03-15 09:00 | 1.5 | 1.3613 | 0 | 0
2015-03-15 10:00 | 3.2 | 2.9041 | 0.0090073 | 0.0054044
2015-03-15 11:00 | 1.2 | 1.089 | 0 | 0
2015-03-15 12:00 | 0.9 | 0.81677 | 0 | 0
2015-03-15 13:00 | 6.4 | 5.8081 | 0.18317 | 0.1099
2015-03-15 14:00 | 7.7 | 6.9879 | 0.33077 | 0.19846
2015-03-15 15:00 | 7.5 | 6.8064 | 0.30445 | 0.18267
2015-03-15 16:00 | 6.1 | 5.5359 | 0.15647 | 0.093883
2015-03-15 17:00 | 16 | 14.5203 | 1 | 0.6
2015-03-15 18:00 | 19.6 | 17.7874 | 1 | 0.6
2015-03-15 19:00 | 18.8 | 17.0614 | 1 | 0.6
2015-03-15 20:00 | 17.3 | 15.7001 | 1 | 0.6
2015-03-15 21:00 | 22.9 | 20.7822 | 1 | 0.6
2015-03-15 22:00 | 19.65 | 17.8328 | 1 | 0.6
2015-03-15 23:00 | 16.4 | 14.8833 | 1 | 0.6
2015-03-16 | 16.1 | 14.6111 | 1 | 0.6
2015-03-16 01:00 | 14.6 | 13.2498 | 1 | 0.6
2015-03-16 02:00 | 17 | 15.4278 | 1 | 0.6
2015-03-16 03:00 | 13 | 11.7977 | 1 | 0.6
2015-03-16 04:00 | 14.2 | 12.8868 | 1 | 0.6
2015-03-16 05:00 | 16.5 | 14.9741 | 1 | 0.6
2015-03-16 06:00 | 10.2 | 9.2567 | 0.78989 | 0.47393
2015-03-16 07:00 | 8.6 | 7.8047 | 0.46708 | 0.28025
2015-03-16 08:00 | 8.3781 | 7.6033 | 0.43065 | 0.25839
2015-03-16 09:00 | 8.1562 | 7.402 | 0.39611 | 0.23767
2015-03-16 10:00 | 7.9344 | 7.2006 | 0.36339 | 0.21804
2015-03-16 11:00 | 7.7125 | 6.9992 | 0.33246 | 0.19947
2015-03-16 12:00 | 7.4906 | 6.7979 | 0.30325 | 0.18195
2015-03-16 13:00 | 7.2687 | 6.5965 | 0.27573 | 0.16544
2015-03-16 14:00 | 7.0469 | 6.3952 | 0.24983 | 0.1499
2015-03-16 15:00 | 6.825 | 6.1938 | 0.22551 | 0.13531
2015-03-16 16:00 | 6.6031 | 5.9925 | 0.20273 | 0.12164
2015-03-16 17:00 | 6.3812 | 5.7911 | 0.18143 | 0.10886
2015-03-16 18:00 | 6.1594 | 5.5898 | 0.16155 | 0.096932
2015-03-16 19:00 | 5.9375 | 5.3884 | 0.14306 | 0.085837
2015-03-16 20:00 | 5.7156 | 5.187 | 0.1259 | 0.075541
2015-03-16 21:00 | 5.4938 | 4.9857 | 0.11002 | 0.066014
2015-03-16 22:00 | 5.2719 | 4.7843 | 0.095378 | 0.057227
2015-03-16 23:00 | 5.05 | 4.583 | 0.081914 | 0.049148
2015-03-17 | 4.8281 | 4.3816 | 0.069583 | 0.04175
2015-03-17 01:00 | 4.6063 | 4.1803 | 0.058335 | 0.035001
2015-03-17 02:00 | 4.3844 | 3.9789 | 0.04812 | 0.028872
2015-03-17 03:00 | 4.1625 | 3.7775 | 0.038888 | 0.023333
2015-03-17 04:00 | 3.9406 | 3.5762 | 0.030589 | 0.018354
2015-03-17 05:00 | 3.7188 | 3.3748 | 0.023175 | 0.013905
2015-03-17 06:00 | 3.4969 | 3.1735 | 0.016594 | 0.0099566
2015-03-17 07:00 | 3.275 | 2.9721 | 0.010798 | 0.0064788
2015-03-17 08:00 | 3.0531 | 2.7708 | 0.0057363 | 0.0034418
2015-03-17 09:00 | 2.8313 | 2.5694 | 0.0013592 | 0.00081553
2015-03-17 10:00 | 2.6094 | 2.3681 | 0 | 0
2015-03-17 11:00 | 2.3875 | 2.1667 | 0 | 0
2015-03-17 12:00 | 2.1656 | 1.9653 | 0 | 0
2015-03-17 13:00 | 1.9438 | 1.764 | 0 | 0
2015-03-17 14:00 | 1.7219 | 1.5626 | 0 | 0
2015-03-17 15:00 | 1.5 | 1.3613 | 0 | 0
2015-03-17 16:00 | 0.6 | 0.54451 | 0 | 0
2015-03-17 17:00 | 0.3 | 0.27226 | 0 | 0
2015-03-17 18:00 | 1.2 | 1.089 | 0 | 0
2015-03-17 19:00 | 1.5 | 1.3613 | 0 | 0
2015-03-17 20:00 | 1.8 | 1.6335 | 0 | 0
2015-03-17 21:00 | 0.7 | 0.63526 | 0 | 0
2015-03-17 22:00 | 3.3 | 2.9948 | 0.011414 | 0.0068481
2015-03-17 23:00 | 2 | 1.815 | 0 | 0
2015-03-18 | 1.6 | 1.452 | 0 | 0
2015-03-18 01:00 | 0.8 | 0.72602 | 0 | 0
2015-03-18 02:00 | 4.5 | 4.0838 | 0.053317 | 0.03199
2015-03-18 03:00 | 4.3 | 3.9023 | 0.044496 | 0.026697
2015-03-18 04:00 | 2.8 | 2.5411 | 0.00079489 | 0.00047693
2015-03-18 05:00 | 7.1 | 6.4434 | 0.25588 | 0.15353
2015-03-18 06:00 | 7.7 | 6.9879 | 0.33077 | 0.19846
2015-03-18 07:00 | 6.3 | 5.7174 | 0.17398 | 0.10439
2015-03-18 08:00 | 8.8 | 7.9862 | 0.50156 | 0.30094
2015-03-18 09:00 | 7.8 | 7.0786 | 0.34445 | 0.20667
2015-03-18 10:00 | 7.9 | 7.1694 | 0.35849 | 0.21509
2015-03-18 11:00 | 6.3 | 5.7174 | 0.17398 | 0.10439
2015-03-18 12:00 | 5.9 | 5.3544 | 0.14007 | 0.084041
2015-03-18 13:00 | 5.4 | 4.9006 | 0.10369 | 0.062213
2015-03-18 14:00 | 6.9 | 6.2619 | 0.23356 | 0.14014
2015-03-18 15:00 | 6.8 | 6.1711 | 0.22287 | 0.13372
2015-03-18 16:00 | 7.5 | 6.8064 | 0.30445 | 0.18267
2015-03-18 17:00 | 6.5 | 5.8989 | 0.19265 | 0.11559
2015-03-18 18:00 | 5.3 | 4.8099 | 0.097168 | 0.058301
2015-03-18 19:00 | 4.5 | 4.0838 | 0.053317 | 0.03199
2015-03-18 20:00 | 5.6 | 5.0821 | 0.11747 | 0.070482
2015-03-18 21:00 | 6 | 5.4451 | 0.14813 | 0.08888
2015-03-18 22:00 | 6.2 | 5.6266 | 0.16509 | 0.099052
2015-03-18 23:00 | 6.6 | 5.9896 | 0.20242 | 0.12145
2015-03-19 | 6.2 | 5.6266 | 0.16509 | 0.099052
2015-03-19 01:00 | 7.9 | 7.1694 | 0.35849 | 0.21509
2015-03-19 02:00 | 9.4 | 8.5307 | 0.61478 | 0.36887
2015-03-19 03:00 | 9.5 | 8.6214 | 0.63512 | 0.38107
2015-03-19 04:00 | 9.3 | 8.4399 | 0.59487 | 0.35692
2015-03-19 05:00 | 9.9 | 8.9844 | 0.72086 | 0.43252
2015-03-19 06:00 | 10.2 | 9.2567 | 0.78989 | 0.47393
2015-03-19 07:00 | 8.2 | 7.4417 | 0.40277 | 0.24166
2015-03-19 08:00 | 7.2 | 6.5341 | 0.26753 | 0.16052
2015-03-19 09:00 | 6.8 | 6.1711 | 0.22287 | 0.13372
2015-03-19 10:00 | 8 | 7.2602 | 0.37288 | 0.22373
2015-03-19 11:00 | 6.5 | 5.8989 | 0.19265 | 0.11559
2015-03-19 12:00 | 4.1 | 3.7208 | 0.036458 | 0.021875
2015-03-19 13:00 | 4.6 | 4.1746 | 0.058033 | 0.03482
2015-03-19 14:00 | 4.2 | 3.8116 | 0.040381 | 0.024229
2015-03-19 15:00 | 3.9 | 3.5393 | 0.029167 | 0.0175
2015-03-19 16:00 | 1.9 | 1.7243 | 0 | 0
2015-03-19 17:00 | 4.1 | 3.7208 | 0.036458 | 0.021875
2015-03-19 18:00 | 2.4 | 2.178 | 0 | 0
2015-03-19 19:00 | 3.4 | 3.0856 | 0.01397 | 0.008382
2015-03-19 20:00 | 3.6 | 3.2671 | 0.019552 | 0.011731
2015-03-19 21:00 | 5 | 4.5376 | 0.079038 | 0.047423
2015-03-19 22:00 | 3.4 | 3.0856 | 0.01397 | 0.008382
2015-03-19 23:00 | 3.6 | 3.2671 | 0.019552 | 0.011731
2015-03-20 | 2.8 | 2.5411 | 0.00079489 | 0.00047693
2015-03-20 01:00 | 2.7 | 2.4503 | 0 | 0
2015-03-20 02:00 | 3.5 | 3.1763 | 0.016681 | 0.010009
2015-03-20 03:00 | 3.6 | 3.2671 | 0.019552 | 0.011731
2015-03-20 04:00 | 4.3 | 3.9023 | 0.044496 | 0.026697
2015-03-20 05:00 | 4.8 | 4.3561 | 0.068098 | 0.040859
2015-03-20 06:00 | 4.4 | 3.9931 | 0.048806 | 0.029284
2015-03-20 07:00 | 3.3 | 2.9948 | 0.011414 | 0.0068481
2015-03-20 08:00 | 5 | 4.5376 | 0.079038 | 0.047423
2015-03-20 09:00 | 5.4 | 4.9006 | 0.10369 | 0.062213
2015-03-20 10:00 | 5.7 | 5.1729 | 0.12474 | 0.074845
2015-03-20 11:00 | 4.6 | 4.1746 | 0.058033 | 0.03482
2015-03-20 12:00 | 4.5 | 4.0838 | 0.053317 | 0.03199
2015-03-20 13:00 | 4.8 | 4.3561 | 0.068098 | 0.040859
2015-03-20 14:00 | 3.3 | 2.9948 | 0.011414 | 0.0068481
2015-03-20 15:00 | 2 | 1.815 | 0 | 0
2015-03-20 16:00 | 1.8 | 1.6335 | 0 | 0
2015-03-20 17:00 | 2.5 | 2.2688 | 0 | 0
2015-03-20 18:00 | 2.1 | 1.9058 | 0 | 0
2015-03-20 19:00 | 2.5 | 2.2688 | 0 | 0
2015-03-20 20:00 | 2 | 1.815 | 0 | 0
2015-03-20 21:00 | 2.5 | 2.2688 | 0 | 0
2015-03-20 22:00 | 2.1 | 1.9058 | 0 | 0
2015-03-20 23:00 | 2.5 | 2.2688 | 0 | 0
2015-03-21 | 2.4 | 2.178 | 0 | 0
2015-03-21 01:00 | 3.4 | 3.0856 | 0.01397 | 0.008382
2015-03-21 02:00 | 2.7 | 2.4503 | 0 | 0
2015-03-21 03:00 | 3.3 | 2.9948 | 0.011414 | 0.0068481
2015-03-21 04:00 | 3 | 2.7226 | 0.0046278 | 0.0027767
2015-03-21 05:00 | 2.9 | 2.6318 | 0.0026453 | 0.0015872
2015-03-21 06:00 | 2.3 | 2.0873 | 0 | 0
2015-03-21 07:00 | 3.6 | 3.2671 | 0.019552 | 0.011731
2015-03-21 08:00 | 3.9 | 3.5393 | 0.029167 | 0.0175
2015-03-21 09:00 | 5.2 | 4.7191 | 0.090889 | 0.054533
2015-03-21 10:00 | 3.4 | 3.0856 | 0.01397 | 0.008382
2015-03-21 11:00 | 5.5 | 4.9914 | 0.11045 | 0.066272
2015-03-21 12:00 | 4.6 | 4.1746 | 0.058033 | 0.03482
2015-03-21 13:00 | 5.3 | 4.8099 | 0.097168 | 0.058301
2015-03-21 14:00 | 5.6 | 5.0821 | 0.11747 | 0.070482
2015-03-21 15:00 | 4.5 | 4.0838 | 0.053317 | 0.03199
2015-03-21 16:00 | 4.9 | 4.4468 | 0.073457 | 0.044074
2015-03-21 17:00 | 6.6 | 5.9896 | 0.20242 | 0.12145
2015-03-21 18:00 | 7.2 | 6.5341 | 0.26753 | 0.16052
2015-03-21 19:00 | 9.4 | 8.5307 | 0.61478 | 0.36887
2015-03-21 20:00 | 6.6 | 5.9896 | 0.20242 | 0.12145
2015-03-21 21:00 | 7.5 | 6.8064 | 0.30445 | 0.18267
2015-03-21 22:00 | 10.1 | 9.1659 | 0.76642 | 0.45985
2015-03-21 23:00 | 11.8 | 10.7087 | 1 | 0.6
2015-03-22 | 9.8 | 8.8937 | 0.69876 | 0.41926
2015-03-22 01:00 | 9.9 | 8.9844 | 0.72086 | 0.43252
2015-03-22 02:00 | 10.5 | 9.529 | 0.8631 | 0.51786
2015-03-22 03:00 | 12.05 | 10.9356 | 1 | 0.6
2015-03-22 04:00 | 13.6 | 12.3423 | 1 | 0.6
2015-03-22 05:00 | 12.6 | 11.4347 | 1 | 0.6
2015-03-22 06:00 | 13.2 | 11.9793 | 1 | 0.6
2015-03-22 07:00 | 12.75 | 11.5709 | 1 | 0.6
2015-03-22 08:00 | 12.3 | 11.1625 | 1 | 0.6
2015-03-22 09:00 | 12.55 | 11.3894 | 1 | 0.6
2015-03-22 10:00 | 12.8 | 11.6162 | 1 | 0.6
2015-03-22 11:00 | 11.9 | 10.7995 | 1 | 0.6
2015-03-22 12:00 | 11.6 | 10.5272 | 1 | 0.6
2015-03-22 13:00 | 12 | 10.8902 | 1 | 0.6
2015-03-22 14:00 | 12.4 | 11.2532 | 1 | 0.6
2015-03-22 15:00 | 13.4 | 12.1608 | 1 | 0.6
2015-03-22 16:00 | 12.1 | 10.981 | 1 | 0.6
2015-03-22 17:00 | 13.5 | 12.2515 | 1 | 0.6
2015-03-22 18:00 | 13 | 11.7977 | 1 | 0.6
2015-03-22 19:00 | 14 | 12.7053 | 1 | 0.6
2015-03-22 20:00 | 13.65 | 12.3876 | 1 | 0.6
2015-03-22 21:00 | 13.3 | 12.07 | 1 | 0.6
2015-03-22 22:00 | 13.3 | 12.07 | 1 | 0.6
2015-03-22 23:00 | 12.8 | 11.6162 | 1 | 0.6
2015-03-23 | 12.3 | 11.1625 | 1 | 0.6
2015-03-23 01:00 | 11.8 | 10.7087 | 1 | 0.6
2015-03-23 02:00 | 13 | 11.7977 | 1 | 0.6
2015-03-23 03:00 | 12.5 | 11.344 | 1 | 0.6
2015-03-23 04:00 | 12.6 | 11.4347 | 1 | 0.6
2015-03-23 05:00 | 12 | 10.8902 | 1 | 0.6
2015-03-23 06:00 | 12.7 | 11.5255 | 1 | 0.6
2015-03-23 07:00 | 13.4 | 12.1608 | 1 | 0.6
2015-03-23 08:00 | 11.8 | 10.7087 | 1 | 0.6
2015-03-23 09:00 | 10.4 | 9.4382 | 0.83822 | 0.50293
2015-03-23 10:00 | 7.6 | 6.8971 | 0.31744 | 0.19046
2015-03-23 11:00 | 10.1 | 9.1659 | 0.76642 | 0.45985
2015-03-23 12:00 | 8.7 | 7.8954 | 0.48412 | 0.29047
2015-03-23 13:00 | 10.4 | 9.4382 | 0.83822 | 0.50293
2015-03-23 14:00 | 11.5 | 10.4365 | 1 | 0.6
2015-03-23 15:00 | 9.9 | 8.9844 | 0.72086 | 0.43252
2015-03-23 16:00 | 10.9 | 9.892 | 0.96743 | 0.58046
2015-03-23 17:00 | 9.4 | 8.5307 | 0.61478 | 0.36887
2015-03-23 18:00 | 8 | 7.2602 | 0.37288 | 0.22373
2015-03-23 19:00 | 10 | 9.0752 | 0.74342 | 0.44605
2015-03-23 20:00 | 7.7 | 6.9879 | 0.33077 | 0.19846
2015-03-23 21:00 | 9.5 | 8.6214 | 0.63512 | 0.38107
2015-03-23 22:00 | 8 | 7.2602 | 0.37288 | 0.22373
2015-03-23 23:00 | 9.6 | 8.7122 | 0.6559 | 0.39354
2015-03-24 | 8.6 | 7.8047 | 0.46708 | 0.28025
2015-03-24 01:00 | 8.1 | 7.3509 | 0.38764 | 0.23259
2015-03-24 02:00 | 8.1 | 7.3509 | 0.38764 | 0.23259
2015-03-24 03:00 | 7.1 | 6.4434 | 0.25588 | 0.15353
2015-03-24 04:00 | 6.9 | 6.2619 | 0.23356 | 0.14014
2015-03-24 05:00 | 3.7 | 3.3578 | 0.022587 | 0.013552
2015-03-24 06:00 | 6.2 | 5.6266 | 0.16509 | 0.099052
2015-03-24 07:00 | 3.3 | 2.9948 | 0.011414 | 0.0068481
2015-03-24 08:00 | 3.7 | 3.3578 | 0.022587 | 0.013552
2015-03-24 09:00 | 4.7 | 4.2653 | 0.062959 | 0.037775
2015-03-24 10:00 | 2.9 | 2.6318 | 0.0026453 | 0.0015872
2015-03-24 11:00 | 2.2 | 1.9965 | 0 | 0
2015-03-24 12:00 | 3.1 | 2.8133 | 0.0067469 | 0.0040482
2015-03-24 13:00 | 3.1 | 2.8133 | 0.0067469 | 0.0040482
2015-03-24 14:00 | 3.7 | 3.3578 | 0.022587 | 0.013552
2015-03-24 15:00 | 4.4 | 3.9931 | 0.048806 | 0.029284
2015-03-24 16:00 | 2.9 | 2.6318 | 0.0026453 | 0.0015872
2015-03-24 17:00 | 4.1 | 3.7208 | 0.036458 | 0.021875
2015-03-24 18:00 | 3.8 | 3.4486 | 0.025791 | 0.015474
2015-03-24 19:00 | 4.9 | 4.4468 | 0.073457 | 0.044074
2015-03-24 20:00 | 3.4 | 3.0856 | 0.01397 | 0.008382
2015-03-24 21:00 | 4.6 | 4.1746 | 0.058033 | 0.03482
2015-03-24 22:00 | 5.4 | 4.9006 | 0.10369 | 0.062213
2015-03-24 23:00 | 7.8 | 7.0786 | 0.34445 | 0.20667
2015-03-25 | 5.1 | 4.6283 | 0.084847 | 0.050908
2015-03-25 01:00 | 5.375 | 4.8779 | 0.10203 | 0.061221
2015-03-25 02:00 | 5.65 | 5.1275 | 0.12107 | 0.072644
2015-03-25 03:00 | 5.925 | 5.3771 | 0.14206 | 0.085236
2015-03-25 04:00 | 6.2 | 5.6266 | 0.16509 | 0.099052
2015-03-25 05:00 | 8.6 | 7.8047 | 0.46708 | 0.28025
2015-03-25 06:00 | 8.2 | 7.4417 | 0.40277 | 0.24166
2015-03-25 07:00 | 8.1 | 7.3509 | 0.38764 | 0.23259
2015-03-25 08:00 | 7.6 | 6.8971 | 0.31744 | 0.19046
2015-03-25 09:00 | 5.7 | 5.1729 | 0.12474 | 0.074845
2015-03-25 10:00 | 6.7 | 6.0804 | 0.21249 | 0.1275
2015-03-25 11:00 | 8.6 | 7.8047 | 0.46708 | 0.28025
2015-03-25 12:00 | 6.4 | 5.8081 | 0.18317 | 0.1099
2015-03-25 13:00 | 8.4 | 7.6232 | 0.43416 | 0.2605
2015-03-25 14:00 | 8.1 | 7.3509 | 0.38764 | 0.23259
2015-03-25 15:00 | 6.9 | 6.2619 | 0.23356 | 0.14014
2015-03-25 16:00 | 7 | 6.3526 | 0.24456 | 0.14674
2015-03-25 17:00 | 7 | 6.3526 | 0.24456 | 0.14674
2015-03-25 18:00 | 6.4 | 5.8081 | 0.18317 | 0.1099
2015-03-25 19:00 | 5.7 | 5.1729 | 0.12474 | 0.074845
2015-03-25 20:00 | 4.9 | 4.4468 | 0.073457 | 0.044074
2015-03-25 21:00 | 3.2 | 2.9041 | 0.0090073 | 0.0054044
2015-03-25 22:00 | 9.9 | 8.9844 | 0.72086 | 0.43252
2015-03-25 23:00 | 7.2 | 6.5341 | 0.26753 | 0.16052
2015-03-26 | 6.1 | 5.5359 | 0.15647 | 0.093883
2015-03-26 01:00 | 6.1 | 5.5359 | 0.15647 | 0.093883
2015-03-26 02:00 | 3.9 | 3.5393 | 0.029167 | 0.0175
2015-03-26 03:00 | 2.7 | 2.4503 | 0 | 0
2015-03-26 04:00 | 0.9 | 0.81677 | 0 | 0
2015-03-26 05:00 | 8.7 | 7.8954 | 0.48412 | 0.29047
2015-03-26 06:00 | 5.4 | 4.9006 | 0.10369 | 0.062213
2015-03-26 07:00 | 5.4 | 4.9006 | 0.10369 | 0.062213
2015-03-26 08:00 | 5.7 | 5.1729 | 0.12474 | 0.074845
2015-03-26 09:00 | 6.7 | 6.0804 | 0.21249 | 0.1275
2015-03-26 10:00 | 7.8 | 7.0786 | 0.34445 | 0.20667
2015-03-26 11:00 | 8 | 7.2602 | 0.37288 | 0.22373
2015-03-26 12:00 | 8.3 | 7.5324 | 0.41828 | 0.25097
2015-03-26 13:00 | 8.7 | 7.8954 | 0.48412 | 0.29047
2015-03-26 14:00 | 8 | 7.2602 | 0.37288 | 0.22373
2015-03-26 15:00 | 7.8 | 7.0786 | 0.34445 | 0.20667
2015-03-26 16:00 | 7.3 | 6.6249 | 0.2795 | 0.1677
2015-03-26 17:00 | 7.3 | 6.6249 | 0.2795 | 0.1677
2015-03-26 18:00 | 7.4 | 6.7156 | 0.29181 | 0.17509
2015-03-26 19:00 | 6.9 | 6.2619 | 0.23356 | 0.14014
2015-03-26 20:00 | 7 | 6.3526 | 0.24456 | 0.14674
2015-03-26 21:00 | 7.9 | 7.1694 | 0.35849 | 0.21509
2015-03-26 22:00 | 6 | 5.4451 | 0.14813 | 0.08888
2015-03-26 23:00 | 4.4 | 3.9931 | 0.048806 | 0.029284
2015-03-27 | 6.1 | 5.5359 | 0.15647 | 0.093883
2015-03-27 01:00 | 6 | 5.4451 | 0.14813 | 0.08888
2015-03-27 02:00 | 2.6 | 2.3595 | 0 | 0
2015-03-27 03:00 | 4.2 | 3.8116 | 0.040381 | 0.024229
2015-03-27 04:00 | 2.8 | 2.5411 | 0.00079489 | 0.00047693
2015-03-27 05:00 | 2.5 | 2.2688 | 0 | 0
2015-03-27 06:00 | 1.9 | 1.7243 | 0 | 0
2015-03-27 07:00 | 4.4 | 3.9931 | 0.048806 | 0.029284
2015-03-27 08:00 | 0.6 | 0.54451 | 0 | 0
2015-03-27 09:00 | 1.3 | 1.1798 | 0 | 0
2015-03-27 10:00 | 5.3 | 4.8099 | 0.097168 | 0.058301
2015-03-27 11:00 | 7 | 6.3526 | 0.24456 | 0.14674
2015-03-27 12:00 | 2.9 | 2.6318 | 0.0026453 | 0.0015872
2015-03-27 13:00 | 5.1 | 4.6283 | 0.084847 | 0.050908
2015-03-27 14:00 | 4.1 | 3.7208 | 0.036458 | 0.021875
2015-03-27 15:00 | 6.3 | 5.7174 | 0.17398 | 0.10439
2015-03-27 16:00 | 3.7 | 3.3578 | 0.022587 | 0.013552
2015-03-27 17:00 | 1.2 | 1.089 | 0 | 0
2015-03-27 18:00 | 3 | 2.7226 | 0.0046278 | 0.0027767
2015-03-27 19:00 | 2.1 | 1.9058 | 0 | 0
2015-03-27 20:00 | 1.9 | 1.7243 | 0 | 0
2015-03-27 21:00 | 3 | 2.7226 | 0.0046278 | 0.0027767
2015-03-27 22:00 | 3.4 | 3.0856 | 0.01397 | 0.008382
2015-03-27 23:00 | 2.7 | 2.4503 | 0 | 0
2015-03-28 | 2.6 | 2.3595 | 0 | 0
2015-03-28 01:00 | 1.8 | 1.6335 | 0 | 0
2015-03-28 02:00 | 3 | 2.7226 | 0.0046278 | 0.0027767
2015-03-28 03:00 | 2.1 | 1.9058 | 0 | 0
2015-03-28 04:00 | 3.1 | 2.8133 | 0.0067469 | 0.0040482
2015-03-28 05:00 | 0.8 | 0.72602 | 0 | 0
2015-03-28 06:00 | 0.9 | 0.81677 | 0 | 0
2015-03-28 07:00 | 0.7 | 0.63526 | 0 | 0
2015-03-28 08:00 | 0.4 | 0.36301 | 0 | 0
2015-03-28 09:00 | 7.8 | 7.0786 | 0.34445 | 0.20667
2015-03-28 10:00 | 8.4 | 7.6232 | 0.43416 | 0.2605
2015-03-28 11:00 | 8.8 | 7.9862 | 0.50156 | 0.30094
2015-03-28 12:00 | 7.4 | 6.7156 | 0.29181 | 0.17509
2015-03-28 13:00 | 7.8 | 7.0786 | 0.34445 | 0.20667
2015-03-28 14:00 | 7.7 | 6.9879 | 0.33077 | 0.19846
2015-03-28 15:00 | 4 | 3.6301 | 0.032721 | 0.019633
2015-03-28 16:00 | 2.9 | 2.6318 | 0.0026453 | 0.0015872
2015-03-28 17:00 | 1.9 | 1.7243 | 0 | 0
2015-03-28 18:00 | 0.7 | 0.63526 | 0 | 0
2015-03-28 19:00 | 1.6 | 1.452 | 0 | 0
2015-03-28 20:00 | 1.2 | 1.089 | 0 | 0
2015-03-28 21:00 | 1.1 | 0.99827 | 0 | 0
2015-03-28 22:00 | 3.5 | 3.1763 | 0.016681 | 0.010009
2015-03-28 23:00 | 0.8 | 0.72602 | 0 | 0
2015-03-29 | 2.4 | 2.178 | 0 | 0
2015-03-29 01:00 | 3.9 | 3.5393 | 0.029167 | 0.0175
2015-03-29 02:00 | 3.2 | 2.9041 | 0.0090073 | 0.0054044
2015-03-29 03:00 | 6.1 | 5.5359 | 0.15647 | 0.093883
2015-03-29 04:00 | 5.6 | 5.0821 | 0.11747 | 0.070482
2015-03-29 05:00 | 7.4 | 6.7156 | 0.29181 | 0.17509
2015-03-29 06:00 | 9 | 8.1677 | 0.53765 | 0.32259
2015-03-29 07:00 | 10.4 | 9.4382 | 0.83822 | 0.50293
2015-03-29 08:00 | 9.2 | 8.3492 | 0.57538 | 0.34523
2015-03-29 09:00 | 12.5 | 11.344 | 1 | 0.6
2015-03-29 10:00 | 12.6704 | 11.4986 | 1 | 0.6
2015-03-29 11:00 | 12.8407 | 11.6532 | 1 | 0.6
2015-03-29 12:00 | 13.0111 | 11.8078 | 1 | 0.6
2015-03-29 13:00 | 13.1815 | 11.9624 | 1 | 0.6
2015-03-29 14:00 | 13.3519 | 12.1171 | 1 | 0.6
2015-03-29 15:00 | 13.5222 | 12.2717 | 1 | 0.6
2015-03-29 16:00 | 13.6926 | 12.4263 | 1 | 0.6
2015-03-29 17:00 | 13.863 | 12.5809 | 1 | 0.6
2015-03-29 18:00 | 14.0333 | 12.7355 | 1 | 0.6
2015-03-29 19:00 | 14.2037 | 12.8901 | 1 | 0.6
2015-03-29 20:00 | 14.3741 | 13.0447 | 1 | 0.6
2015-03-29 21:00 | 14.5444 | 13.1994 | 1 | 0.6
2015-03-29 22:00 | 14.7148 | 13.354 | 1 | 0.6
2015-03-29 23:00 | 14.8852 | 13.5086 | 1 | 0.6
2015-03-30 | 15.0556 | 13.6632 | 1 | 0.6
2015-03-30 01:00 | 15.2259 | 13.8178 | 1 | 0.6
2015-03-30 02:00 | 15.3963 | 13.9724 | 1 | 0.6
2015-03-30 03:00 | 15.5667 | 14.127 | 1 | 0.6
2015-03-30 04:00 | 15.737 | 14.2817 | 1 | 0.6
2015-03-30 05:00 | 15.9074 | 14.4363 | 1 | 0.6
2015-03-30 06:00 | 16.0778 | 14.5909 | 1 | 0.6
2015-03-30 07:00 | 16.2481 | 14.7455 | 1 | 0.6
2015-03-30 08:00 | 16.4185 | 14.9001 | 1 | 0.6
2015-03-30 09:00 | 16.5889 | 15.0547 | 1 | 0.6
2015-03-30 10:00 | 16.7593 | 15.2093 | 1 | 0.6
2015-03-30 11:00 | 16.9296 | 15.364 | 1 | 0.6
2015-03-30 12:00 | 17.1 | 15.5186 | 1 | 0.6
2015-03-30 13:00 | 17.4 | 15.7908 | 1 | 0.6
2015-03-30 14:00 | 19.2 | 17.4244 | 1 | 0.6
2015-03-30 15:00 | 14 | 12.7053 | 1 | 0.6
2015-03-30 16:00 | 14.5 | 13.159 | 1 | 0.6
2015-03-30 17:00 | 14.6 | 13.2498 | 1 | 0.6
2015-03-30 18:00 | 16.8 | 15.2463 | 1 | 0.6
2015-03-30 19:00 | 14.6 | 13.2498 | 1 | 0.6
2015-03-30 20:00 | 13.9 | 12.6145 | 1 | 0.6
2015-03-30 21:00 | 16 | 14.5203 | 1 | 0.6
2015-03-30 22:00 | 14.2 | 12.8868 | 1 | 0.6
2015-03-30 23:00 | 15.7 | 14.2481 | 1 | 0.6
2015-03-31 | 16.4 | 14.8833 | 1 | 0.6
2015-03-31 01:00 | 14.9 | 13.522 | 1 | 0.6
2015-03-31 02:00 | 14.1 | 12.796 | 1 | 0.6
2015-03-31 03:00 | 13.8 | 12.5238 | 1 | 0.6
2015-03-31 04:00 | 13.5 | 12.2515 | 1 | 0.6
2015-03-31 05:00 | 13.2 | 11.9793 | 1 | 0.6
2015-03-31 06:00 | 11.5 | 10.4365 | 1 | 0.6
2015-03-31 07:00 | 11.8 | 10.7087 | 1 | 0.6
2015-03-31 08:00 | 11.35 | 10.3003 | 1 | 0.6
2015-03-31 09:00 | 10.9 | 9.892 | 0.96743 | 0.58046
2015-03-31 10:00 | 10.3 | 9.3474 | 0.81382 | 0.48829
2015-03-31 11:00 | 10.25 | 9.3021 | 0.8018 | 0.48108
2015-03-31 12:00 | 10.2 | 9.2567 | 0.78989 | 0.47393
2015-03-31 13:00 | 10.3 | 9.3474 | 0.81382 | 0.48829
2015-03-31 14:00 | 9.9 | 8.9844 | 0.72086 | 0.43252
2015-03-31 15:00 | 11.5 | 10.4365 | 1 | 0.6
2015-03-31 16:00 | 10.8 | 9.8012 | 0.94061 | 0.56437
2015-03-31 17:00 | 6.2 | 5.6266 | 0.16509 | 0.099052
2015-03-31 18:00 | 11.4 | 10.3457 | 1 | 0.6
2015-03-31 19:00 | 11.8 | 10.7087 | 1 | 0.6
2015-03-31 20:00 | 11.5 | 10.4365 | 1 | 0.6
2015-03-31 21:00 | 11.4 | 10.3457 | 1 | 0.6
2015-03-31 22:00 | 10.9 | 9.892 | 0.96743 | 0.58046
2015-03-31 23:00 | 11.1 | 10.0735 | 1 | 0.6
2015-04-01 | 11.6 | 10.5272 | 1 | 0.6
2015-04-01 01:00 | 8.1 | 7.3509 | 0.38764 | 0.23259
2015-04-01 02:00 | 10.8 | 9.8012 | 0.94061 | 0.56437
2015-04-01 03:00 | 11.9 | 10.7995 | 1 | 0.6
2015-04-01 04:00 | 8.5 | 7.7139 | 0.45043 | 0.27026
2015-04-01 05:00 | 12.1 | 10.981 | 1 | 0.6
2015-04-01 06:00 | 13.8 | 12.5238 | 1 | 0.6
2015-04-01 07:00 | 10.6 | 9.6197 | 0.88845 | 0.53307
2015-04-01 08:00 | 10.5 | 9.529 | 0.8631 | 0.51786
2015-04-01 09:00 | 10.5 | 9.529 | 0.8631 | 0.51786
2015-04-01 10:00 | 11.1 | 10.0735 | 1 | 0.6
2015-04-01 11:00 | 11.4 | 10.3457 | 1 | 0.6
2015-04-01 12:00 | 9.7 | 8.8029 | 0.67711 | 0.40627
2015-04-01 13:00 | 10.5 | 9.529 | 0.8631 | 0.51786
2015-04-01 14:00 | 12.5 | 11.344 | 1 | 0.6
2015-04-01 15:00 | 12.5 | 11.344 | 1 | 0.6
2015-04-01 16:00 | 11.3 | 10.255 | 1 | 0.6
2015-04-01 17:00 | 10.4 | 9.4382 | 0.83822 | 0.50293
2015-04-01 18:00 | 7.6 | 6.8971 | 0.31744 | 0.19046
2015-04-01 19:00 | 9.5 | 8.6214 | 0.63512 | 0.38107
2015-04-01 20:00 | 6 | 5.4451 | 0.14813 | 0.08888
2015-04-01 21:00 | 6.1 | 5.5359 | 0.15647 | 0.093883
2015-04-01 22:00 | 7.9 | 7.1694 | 0.35849 | 0.21509
2015-04-01 23:00 | 8.7 | 7.8954 | 0.48412 | 0.29047
2015-04-02 | 8.4 | 7.6232 | 0.43416 | 0.2605
2015-04-02 01:00 | 7.4 | 6.7156 | 0.29181 | 0.17509
2015-04-02 02:00 | 5.8 | 5.2636 | 0.13227 | 0.079364
2015-04-02 03:00 | 5.7 | 5.1729 | 0.12474 | 0.074845
2015-04-02 04:00 | 4.6 | 4.1746 | 0.058033 | 0.03482
2015-04-02 05:00 | 5.7 | 5.1729 | 0.12474 | 0.074845
2015-04-02 06:00 | 4.3 | 3.9023 | 0.044496 | 0.026697
2015-04-02 07:00 | 4.5 | 4.0838 | 0.053317 | 0.03199
2015-04-02 08:00 | 4 | 3.6301 | 0.032721 | 0.019633
2015-04-02 09:00 | 3.6 | 3.2671 | 0.019552 | 0.011731
2015-04-02 10:00 | 5.7 | 5.1729 | 0.12474 | 0.074845
2015-04-02 11:00 | 5 | 4.5376 | 0.079038 | 0.047423
2015-04-02 12:00 | 4 | 3.6301 | 0.032721 | 0.019633
2015-04-02 13:00 | 4.1 | 3.7208 | 0.036458 | 0.021875
2015-04-02 14:00 | 4.6 | 4.1746 | 0.058033 | 0.03482
2015-04-02 15:00 | 3.2 | 2.9041 | 0.0090073 | 0.0054044
2015-04-02 16:00 | 5.1 | 4.6283 | 0.084847 | 0.050908
2015-04-02 17:00 | 5.2 | 4.7191 | 0.090889 | 0.054533
2015-04-02 18:00 | 5.3 | 4.8099 | 0.097168 | 0.058301
2015-04-02 19:00 | 3.6 | 3.2671 | 0.019552 | 0.011731
2015-04-02 20:00 | 6 | 5.4451 | 0.14813 | 0.08888
2015-04-02 21:00 | 6.4 | 5.8081 | 0.18317 | 0.1099
2015-04-02 22:00 | 6.8 | 6.1711 | 0.22287 | 0.13372
2015-04-02 23:00 | 5.6 | 5.0821 | 0.11747 | 0.070482
2015-04-03 | 7.1 | 6.4434 | 0.25588 | 0.15353
2015-04-03 01:00 | 7 | 6.3526 | 0.24456 | 0.14674
2015-04-03 02:00 | 7.1 | 6.4434 | 0.25588 | 0.15353
2015-04-03 03:00 | 7.7 | 6.9879 | 0.33077 | 0.19846
2015-04-03 04:00 | 6.9 | 6.2619 | 0.23356 | 0.14014
2015-04-03 05:00 | 7.7 | 6.9879 | 0.33077 | 0.19846
2015-04-03 06:00 | 9.1 | 8.2584 | 0.5563 | 0.33378
2015-04-03 07:00 | 11.6 | 10.5272 | 1 | 0.6
2015-04-03 08:00 | 9.5 | 8.6214 | 0.63512 | 0.38107
2015-04-03 09:00 | 9.2 | 8.3492 | 0.57538 | 0.34523
2015-04-03 10:00 | 8.5 | 7.7139 | 0.45043 | 0.27026
2015-04-03 11:00 | 8 | 7.2602 | 0.37288 | 0.22373
2015-04-03 12:00 | 9.2 | 8.3492 | 0.57538 | 0.34523
2015-04-03 13:00 | 9.2 | 8.3492 | 0.57538 | 0.34523
2015-04-03 14:00 | 9 | 8.1677 | 0.53765 | 0.32259
2015-04-03 15:00 | 8.1 | 7.3509 | 0.38764 | 0.23259
2015-04-03 16:00 | 8.1 | 7.3509 | 0.38764 | 0.23259
2015-04-03 17:00 | 9.7 | 8.8029 | 0.67711 | 0.40627
2015-04-03 18:00 | 7.2 | 6.5341 | 0.26753 | 0.16052
2015-04-03 19:00 | 5.5 | 4.9914 | 0.11045 | 0.066272
2015-04-03 20:00 | 5 | 4.5376 | 0.079038 | 0.047423
2015-04-03 21:00 | 6.5 | 5.8989 | 0.19265 | 0.11559
2015-04-03 22:00 | 5.6 | 5.0821 | 0.11747 | 0.070482
2015-04-03 23:00 | 7.9 | 7.1694 | 0.35849 | 0.21509
2015-04-04 | 5.8 | 5.2636 | 0.13227 | 0.079364
2015-04-04 01:00 | 6.2 | 5.6266 | 0.16509 | 0.099052
2015-04-04 02:00 | 7.2 | 6.5341 | 0.26753 | 0.16052
2015-04-04 03:00 | 6.6 | 5.9896 | 0.20242 | 0.12145
2015-04-04 04:00 | 4.4 | 3.9931 | 0.048806 | 0.029284
2015-04-04 05:00 | 5.2 | 4.7191 | 0.090889 | 0.054533
2015-04-04 06:00 | 6.2 | 5.6266 | 0.16509 | 0.099052
2015-04-04 07:00 | 7.1 | 6.4434 | 0.25588 | 0.15353
2015-04-04 08:00 | 5.4 | 4.9006 | 0.10369 | 0.062213
2015-04-04 09:00 | 4.5 | 4.0838 | 0.053317 | 0.03199
2015-04-04 10:00 | 4.3 | 3.9023 | 0.044496 | 0.026697
2015-04-04 11:00 | 4.2 | 3.8116 | 0.040381 | 0.024229
2015-04-04 12:00 | 7.1 | 6.4434 | 0.25588 | 0.15353
2015-04-04 13:00 | 7.2 | 6.5341 | 0.26753 | 0.16052
2015-04-04 14:00 | 4.2 | 3.8116 | 0.040381 | 0.024229
2015-04-04 15:00 | 4.5 | 4.0838 | 0.053317 | 0.03199
2015-04-04 16:00 | 7.4 | 6.7156 | 0.29181 | 0.17509
2015-04-04 17:00 | 6.7 | 6.0804 | 0.21249 | 0.1275
2015-04-04 18:00 | 5.3 | 4.8099 | 0.097168 | 0.058301
2015-04-04 19:00 | 6.3 | 5.7174 | 0.17398 | 0.10439
2015-04-04 20:00 | 6.5 | 5.8989 | 0.19265 | 0.11559
2015-04-04 21:00 | 7.3 | 6.6249 | 0.2795 | 0.1677
2015-04-04 22:00 | 6.4 | 5.8081 | 0.18317 | 0.1099
2015-04-04 23:00 | 6 | 5.4451 | 0.14813 | 0.08888
2015-04-05 | 6.1 | 5.5359 | 0.15647 | 0.093883
2015-04-05 01:00 | 5.5 | 4.9914 | 0.11045 | 0.066272
2015-04-05 02:00 | 7.7 | 6.9879 | 0.33077 | 0.19846
2015-04-05 03:00 | 9.3 | 8.4399 | 0.59487 | 0.35692
2015-04-05 04:00 | 8.5 | 7.7139 | 0.45043 | 0.27026
2015-04-05 05:00 | 8.4 | 7.6232 | 0.43416 | 0.2605
2015-04-05 06:00 | 11.1 | 10.0735 | 1 | 0.6
2015-04-05 07:00 | 14 | 12.7053 | 1 | 0.6
2015-04-05 08:00 | 10.3 | 9.3474 | 0.81382 | 0.48829
2015-04-05 09:00 | 10.3 | 9.3474 | 0.81382 | 0.48829
2015-04-05 10:00 | 11.7 | 10.618 | 1 | 0.6
2015-04-05 11:00 | 9.8 | 8.8937 | 0.69876 | 0.41926
2015-04-05 12:00 | 12.4 | 11.2532 | 1 | 0.6
2015-04-05 13:00 | 13.4 | 12.1608 | 1 | 0.6
2015-04-05 14:00 | 13.1 | 11.8885 | 1 | 0.6
2015-04-05 15:00 | 14.6 | 13.2498 | 1 | 0.6
2015-04-05 16:00 | 12.9 | 11.707 | 1 | 0.6
2015-04-05 17:00 | 14.7 | 13.3405 | 1 | 0.6
2015-04-05 18:00 | 15.5 | 14.0665 | 1 | 0.6
2015-04-05 19:00 | 16.8 | 15.2463 | 1 | 0.6
2015-04-05 20:00 | 16.8 | 15.2463 | 1 | 0.6
2015-04-05 21:00 | 17.7 | 16.0631 | 1 | 0.6
2015-04-05 22:00 | 16.4 | 14.8833 | 1 | 0.6
2015-04-05 23:00 | 20 | 18.1504 | 1 | 0.6
2015-04-06 | 18.2 | 16.5168 | 1 | 0.6
2015-04-06 01:00 | 16.6 | 15.0648 | 1 | 0.6
2015-04-06 02:00 | 14.4 | 13.0683 | 1 | 0.6
2015-04-06 03:00 | 17.4 | 15.7908 | 1 | 0.6
2015-04-06 04:00 | 15.5 | 14.0665 | 1 | 0.6
2015-04-06 05:00 | 15.4 | 13.9758 | 1 | 0.6
2015-04-06 06:00 | 9.8 | 8.8937 | 0.69876 | 0.41926
2015-04-06 07:00 | 14.2 | 12.8868 | 1 | 0.6
2015-04-06 08:00 | 13.2 | 11.9793 | 1 | 0.6
2015-04-06 09:00 | 14.4 | 13.0683 | 1 | 0.6
2015-04-06 10:00 | 14.2 | 12.8868 | 1 | 0.6
2015-04-06 11:00 | 12.4 | 11.2532 | 1 | 0.6
2015-04-06 12:00 | 13 | 11.7977 | 1 | 0.6
2015-04-06 13:00 | 12 | 10.8902 | 1 | 0.6
2015-04-06 14:00 | 10.1 | 9.1659 | 0.76642 | 0.45985
2015-04-06 15:00 | 9.8 | 8.8937 | 0.69876 | 0.41926
2015-04-06 16:00 | 8.3 | 7.5324 | 0.41828 | 0.25097
2015-04-06 17:00 | 11.6 | 10.5272 | 1 | 0.6
2015-04-06 18:00 | 9.8 | 8.8937 | 0.69876 | 0.41926
2015-04-06 19:00 | 9.2 | 8.3492 | 0.57538 | 0.34523
2015-04-06 20:00 | 11 | 9.9827 | 0.99474 | 0.59684
2015-04-06 21:00 | 7 | 6.3526 | 0.24456 | 0.14674
2015-04-06 22:00 | 6.1 | 5.5359 | 0.15647 | 0.093883
2015-04-06 23:00 | 4.9 | 4.4468 | 0.073457 | 0.044074
2015-04-07 | 6.5 | 5.8989 | 0.19265 | 0.11559
2015-04-07 01:00 | 5.6 | 5.0821 | 0.11747 | 0.070482
2015-04-07 02:00 | 7.8 | 7.0786 | 0.34445 | 0.20667
2015-04-07 03:00 | 9.2 | 8.3492 | 0.57538 | 0.34523
2015-04-07 04:00 | 8 | 7.2602 | 0.37288 | 0.22373
2015-04-07 05:00 | 4.7 | 4.2653 | 0.062959 | 0.037775
2015-04-07 06:00 | 2.6 | 2.3595 | 0 | 0
2015-04-07 07:00 | 4.5 | 4.0838 | 0.053317 | 0.03199
2015-04-07 08:00 | 3.8 | 3.4486 | 0.025791 | 0.015474
2015-04-07 09:00 | 4.8 | 4.3561 | 0.068098 | 0.040859
2015-04-07 10:00 | 4.6 | 4.1746 | 0.058033 | 0.03482
2015-04-07 11:00 | 3.5 | 3.1763 | 0.016681 | 0.010009
2015-04-07 12:00 | 3.6 | 3.2671 | 0.019552 | 0.011731
2015-04-07 13:00 | 2.6 | 2.3595 | 0 | 0
2015-04-07 14:00 | 4.2 | 3.8116 | 0.040381 | 0.024229
2015-04-07 15:00 | 0.7 | 0.63526 | 0 | 0
2015-04-07 16:00 | 1.6 | 1.452 | 0 | 0
2015-04-07 17:00 | 2.5 | 2.2688 | 0 | 0
2015-04-07 18:00 | 0.8 | 0.72602 | 0 | 0
2015-04-07 19:00 | 0.8 | 0.72602 | 0 | 0
2015-04-07 20:00 | 0.7 | 0.63526 | 0 | 0
2015-04-07 21:00 | 1.3 | 1.1798 | 0 | 0
2015-04-07 22:00 | 0.5 | 0.45376 | 0 | 0
2015-04-07 23:00 | 1.7 | 1.5428 | 0 | 0
2015-04-08 | 1.2 | 1.089 | 0 | 0
2015-04-08 01:00 | 1 | 0.90752 | 0 | 0
2015-04-08 02:00 | 1 | 0.90752 | 0 | 0
2015-04-08 03:00 | 1.5 | 1.3613 | 0 | 0
2015-04-08 04:00 | 1.6 | 1.452 | 0 | 0
2015-04-08 05:00 | 2.1 | 1.9058 | 0 | 0
2015-04-08 06:00 | 2.5 | 2.2688 | 0 | 0
2015-04-08 07:00 | 1.6 | 1.452 | 0 | 0
2015-04-08 08:00 | 0.9 | 0.81677 | 0 | 0
2015-04-08 09:00 | 0.6 | 0.54451 | 0 | 0
2015-04-08 10:00 | 1.7 | 1.5428 | 0 | 0
2015-04-08 11:00 | 1.7 | 1.5428 | 0 | 0
2015-04-08 12:00 | 1.1 | 0.99827 | 0 | 0
2015-04-08 13:00 | 2.5 | 2.2688 | 0 | 0
2015-04-08 14:00 | 2.4 | 2.178 | 0 | 0
2015-04-08 15:00 | 1.6 | 1.452 | 0 | 0
2015-04-08 16:00 | 3.1 | 2.8133 | 0.0067469 | 0.0040482
2015-04-08 17:00 | 2.8 | 2.5411 | 0.00079489 | 0.00047693
2015-04-08 18:00 | 1.5 | 1.3613 | 0 | 0
2015-04-08 19:00 | 2.1 | 1.9058 | 0 | 0
2015-04-08 20:00 | 2.3 | 2.0873 | 0 | 0
2015-04-08 21:00 | 2.6 | 2.3595 | 0 | 0
2015-04-08 22:00 | 3.8 | 3.4486 | 0.025791 | 0.015474
2015-04-08 23:00 | 4.7 | 4.2653 | 0.062959 | 0.037775
2015-04-09 | 5.7 | 5.1729 | 0.12474 | 0.074845
2015-04-09 01:00 | 5.6 | 5.0821 | 0.11747 | 0.070482
2015-04-09 02:00 | 5.7 | 5.1729 | 0.12474 | 0.074845
2015-04-09 03:00 | 6.3 | 5.7174 | 0.17398 | 0.10439
2015-04-09 04:00 | 7.6 | 6.8971 | 0.31744 | 0.19046
2015-04-09 05:00 | 7.9 | 7.1694 | 0.35849 | 0.21509
2015-04-09 06:00 | 6.8 | 6.1711 | 0.22287 | 0.13372
2015-04-09 07:00 | 8 | 7.2602 | 0.37288 | 0.22373
2015-04-09 08:00 | 8.3 | 7.5324 | 0.41828 | 0.25097
2015-04-09 09:00 | 9 | 8.1677 | 0.53765 | 0.32259
2015-04-09 10:00 | 8.6 | 7.8047 | 0.46708 | 0.28025
2015-04-09 11:00 | 8.1 | 7.3509 | 0.38764 | 0.23259
2015-04-09 12:00 | 7 | 6.3526 | 0.24456 | 0.14674
2015-04-09 13:00 | 6.6 | 5.9896 | 0.20242 | 0.12145
2015-04-09 14:00 | 6.4 | 5.8081 | 0.18317 | 0.1099
2015-04-09 15:00 | 6.3 | 5.7174 | 0.17398 | 0.10439
2015-04-09 16:00 | 6.3 | 5.7174 | 0.17398 | 0.10439
2015-04-09 17:00 | 7.5 | 6.8064 | 0.30445 | 0.18267
2015-04-09 18:00 | 5.3 | 4.8099 | 0.097168 | 0.058301
2015-04-09 19:00 | 5.7 | 5.1729 | 0.12474 | 0.074845
2015-04-09 20:00 | 6 | 5.4451 | 0.14813 | 0.08888
2015-04-09 21:00 | 4.1 | 3.7208 | 0.036458 | 0.021875
2015-04-09 22:00 | 4.2 | 3.8116 | 0.040381 | 0.024229
2015-04-09 23:00 | 3 | 2.7226 | 0.0046278 | 0.0027767
2015-04-10 | 5 | 4.5376 | 0.079038 | 0.047423
2015-04-10 01:00 | 1.1 | 0.99827 | 0 | 0
2015-04-10 02:00 | 0.6 | 0.54451 | 0 | 0
2015-04-10 03:00 | 1.5 | 1.3613 | 0 | 0
2015-04-10 04:00 | 1.6 | 1.452 | 0 | 0
2015-04-10 05:00 | 4.1 | 3.7208 | 0.036458 | 0.021875
2015-04-10 06:00 | 2.4 | 2.178 | 0 | 0
2015-04-10 07:00 | 2.3 | 2.0873 | 0 | 0
2015-04-10 08:00 | 2.1 | 1.9058 | 0 | 0
2015-04-10 09:00 | 1.5 | 1.3613 | 0 | 0
2015-04-10 10:00 | 5.8 | 5.2636 | 0.13227 | 0.079364
2015-04-10 11:00 | 7.1 | 6.4434 | 0.25588 | 0.15353
2015-04-10 12:00 | 7.45 | 6.761 | 0.29809 | 0.17885
2015-04-10 13:00 | 7.8 | 7.0786 | 0.34445 | 0.20667
2015-04-10 14:00 | 7.6 | 6.8971 | 0.31744 | 0.19046
2015-04-10 15:00 | 6.2 | 5.6266 | 0.16509 | 0.099052
2015-04-10 16:00 | 5.2 | 4.7191 | 0.090889 | 0.054533
2015-04-10 17:00 | 3 | 2.7226 | 0.0046278 | 0.0027767
2015-04-10 18:00 | 3.7 | 3.3578 | 0.022587 | 0.013552
2015-04-10 19:00 | 2.5 | 2.2688 | 0 | 0
2015-04-10 20:00 | 3 | 2.7226 | 0.0046278 | 0.0027767
2015-04-10 21:00 | 4.1 | 3.7208 | 0.036458 | 0.021875
2015-04-10 22:00 | 4.5 | 4.0838 | 0.053317 | 0.03199
2015-04-10 23:00 | 7.3 | 6.6249 | 0.2795 | 0.1677
2015-04-11 | 5.8 | 5.2636 | 0.13227 | 0.079364
2015-04-11 01:00 | 3.4 | 3.0856 | 0.01397 | 0.008382
2015-04-11 02:00 | 4.3 | 3.9023 | 0.044496 | 0.026697
2015-04-11 03:00 | 6.1 | 5.5359 | 0.15647 | 0.093883
2015-04-11 04:00 | 6.9 | 6.2619 | 0.23356 | 0.14014
2015-04-11 05:00 | 8.2 | 7.4417 | 0.40277 | 0.24166
2015-04-11 06:00 | 6.7 | 6.0804 | 0.21249 | 0.1275
2015-04-11 07:00 | 6.2 | 5.6266 | 0.16509 | 0.099052
2015-04-11 08:00 | 6.4 | 5.8081 | 0.18317 | 0.1099
2015-04-11 09:00 | 7.5 | 6.8064 | 0.30445 | 0.18267
2015-04-11 10:00 | 6 | 5.4451 | 0.14813 | 0.08888
2015-04-11 11:00 | 6.4 | 5.8081 | 0.18317 | 0.1099
2015-04-11 12:00 | 6 | 5.4451 | 0.14813 | 0.08888
2015-04-11 13:00 | 6.2 | 5.6266 | 0.16509 | 0.099052
2015-04-11 14:00 | 4.5 | 4.0838 | 0.053317 | 0.03199
2015-04-11 15:00 | 3.3 | 2.9948 | 0.011414 | 0.0068481
2015-04-11 16:00 | 3.5 | 3.1763 | 0.016681 | 0.010009
2015-04-11 17:00 | 4 | 3.6301 | 0.032721 | 0.019633
2015-04-11 18:00 | 1.2 | 1.089 | 0 | 0
2015-04-11 19:00 | 1.9 | 1.7243 | 0 | 0
2015-04-11 20:00 | 2.3 | 2.0873 | 0 | 0
2015-04-11 21:00 | 1.4 | 1.2705 | 0 | 0
2015-04-11 22:00 | 1.4 | 1.2705 | 0 | 0
2015-04-11 23:00 | 3.9 | 3.5393 | 0.029167 | 0.0175
2015-04-12 | 4.5 | 4.0838 | 0.053317 | 0.03199
2015-04-12 01:00 | 3.5 | 3.1763 | 0.016681 | 0.010009
2015-04-12 02:00 | 3.2 | 2.9041 | 0.0090073 | 0.0054044
2015-04-12 03:00 | 3.5 | 3.1763 | 0.016681 | 0.010009
2015-04-12 04:00 | 3.6 | 3.2671 | 0.019552 | 0.011731
2015-04-12 05:00 | 4 | 3.6301 | 0.032721 | 0.019633
2015-04-12 06:00 | 4.4 | 3.9931 | 0.048806 | 0.029284
2015-04-12 07:00 | 5.8 | 5.2636 | 0.13227 | 0.079364
2015-04-12 08:00 | 5.9 | 5.3544 | 0.14007 | 0.084041
2015-04-12 09:00 | 8.5 | 7.7139 | 0.45043 | 0.27026
2015-04-12 10:00 | 10.9 | 9.892 | 0.96743 | 0.58046
2015-04-12 11:00 | 9.4 | 8.5307 | 0.61478 | 0.36887
2015-04-12 12:00 | 10.6 | 9.6197 | 0.88845 | 0.53307
2015-04-12 13:00 | 9.3 | 8.4399 | 0.59487 | 0.35692
2015-04-12 14:00 | 11.8 | 10.7087 | 1 | 0.6
2015-04-12 15:00 | 12.5 | 11.344 | 1 | 0.6
2015-04-12 16:00 | 13.1 | 11.8885 | 1 | 0.6
2015-04-12 17:00 | 13.2 | 11.9793 | 1 | 0.6
2015-04-12 18:00 | 11.1 | 10.0735 | 1 | 0.6
2015-04-12 19:00 | 11.3 | 10.255 | 1 | 0.6
2015-04-12 20:00 | 12.2 | 11.0717 | 1 | 0.6
2015-04-12 21:00 | 11.2 | 10.1642 | 1 | 0.6
2015-04-12 22:00 | 10.7 | 9.7105 | 0.91429 | 0.54857
2015-04-12 23:00 | 11.2 | 10.1642 | 1 | 0.6
2015-04-13 | 11.1 | 10.0735 | 1 | 0.6
2015-04-13 01:00 | 13.1 | 11.8885 | 1 | 0.6
2015-04-13 02:00 | 14.4 | 13.0683 | 1 | 0.6
2015-04-13 03:00 | 14.9 | 13.522 | 1 | 0.6
2015-04-13 04:00 | 14.5 | 13.159 | 1 | 0.6
2015-04-13 05:00 | 12.7 | 11.5255 | 1 | 0.6
2015-04-13 06:00 | 11.2 | 10.1642 | 1 | 0.6
2015-04-13 07:00 | 11 | 9.9827 | 0.99474 | 0.59684
2015-04-13 08:00 | 11.3 | 10.255 | 1 | 0.6
2015-04-13 09:00 | 10.1 | 9.1659 | 0.76642 | 0.45985
2015-04-13 10:00 | 10 | 9.0752 | 0.74342 | 0.44605
2015-04-13 11:00 | 10.3 | 9.3474 | 0.81382 | 0.48829
2015-04-13 12:00 | 10.9 | 9.892 | 0.96743 | 0.58046
2015-04-13 13:00 | 9.7 | 8.8029 | 0.67711 | 0.40627
2015-04-13 14:00 | 9.3 | 8.4399 | 0.59487 | 0.35692
2015-04-13 15:00 | 8.2 | 7.4417 | 0.40277 | 0.24166
2015-04-13 16:00 | 5.6 | 5.0821 | 0.11747 | 0.070482
2015-04-13 17:00 | 2.3 | 2.0873 | 0 | 0
2015-04-13 18:00 | 1.8 | 1.6335 | 0 | 0
2015-04-13 19:00 | 4.2 | 3.8116 | 0.040381 | 0.024229
2015-04-13 20:00 | 4.2 | 3.8116 | 0.040381 | 0.024229
2015-04-13 21:00 | 1.5 | 1.3613 | 0 | 0
2015-04-13 22:00 | 5.8 | 5.2636 | 0.13227 | 0.079364
2015-04-13 23:00 | 5.4 | 4.9006 | 0.10369 | 0.062213
2015-04-14 | 3 | 2.7226 | 0.0046278 | 0.0027767
2015-04-14 01:00 | 3.8 | 3.4486 | 0.025791 | 0.015474
2015-04-14 02:00 | 5.1 | 4.6283 | 0.084847 | 0.050908
2015-04-14 03:00 | 3.4 | 3.0856 | 0.01397 | 0.008382
2015-04-14 04:00 | 5.4 | 4.9006 | 0.10369 | 0.062213
2015-04-14 05:00 | 2.6 | 2.3595 | 0 | 0
2015-04-14 06:00 | 3.1 | 2.8133 | 0.0067469 | 0.0040482
2015-04-14 07:00 | 3.8 | 3.4486 | 0.025791 | 0.015474
2015-04-14 08:00 | 4.2 | 3.8116 | 0.040381 | 0.024229
2015-04-14 09:00 | 5.1 | 4.6283 | 0.084847 | 0.050908
2015-04-14 10:00 | 5.7 | 5.1729 | 0.12474 | 0.074845
2015-04-14 11:00 | 3.4 | 3.0856 | 0.01397 | 0.008382
2015-04-14 12:00 | 2.6 | 2.3595 | 0 | 0
2015-04-14 13:00 | 0.3 | 0.27226 | 0 | 0
2015-04-14 14:00 | 1.7 | 1.5428 | 0 | 0
2015-04-14 15:00 | 3.1 | 2.8133 | 0.0067469 | 0.0040482
2015-04-14 16:00 | 3.8 | 3.4486 | 0.025791 | 0.015474
2015-04-14 17:00 | 4.7 | 4.2653 | 0.062959 | 0.037775
2015-04-14 18:00 | 4.1 | 3.7208 | 0.036458 | 0.021875
2015-04-14 19:00 | 3.6 | 3.2671 | 0.019552 | 0.011731
2015-04-14 20:00 | 4.5 | 4.0838 | 0.053317 | 0.03199
2015-04-14 21:00 | 4.9 | 4.4468 | 0.073457 | 0.044074
2015-04-14 22:00 | 5.5 | 4.9914 | 0.11045 | 0.066272
2015-04-14 23:00 | 6.3 | 5.7174 | 0.17398 | 0.10439
2015-04-15 | 4.7 | 4.2653 | 0.062959 | 0.037775
2015-04-15 01:00 | 6.5 | 5.8989 | 0.19265 | 0.11559
2015-04-15 02:00 | 6 | 5.4451 | 0.14813 | 0.08888
2015-04-15 03:00 | 7.9 | 7.1694 | 0.35849 | 0.21509
2015-04-15 04:00 | 8.4 | 7.6232 | 0.43416 | 0.2605
2015-04-15 05:00 | 6.9 | 6.2619 | 0.23356 | 0.14014
2015-04-15 06:00 | 7.8 | 7.0786 | 0.34445 | 0.20667
2015-04-15 07:00 | 6.7 | 6.0804 | 0.21249 | 0.1275
2015-04-15 08:00 | 8.2 | 7.4417 | 0.40277 | 0.24166
2015-04-15 09:00 | 9.2 | 8.3492 | 0.57538 | 0.34523
2015-04-15 10:00 | 8.7 | 7.8954 | 0.48412 | 0.29047
2015-04-15 11:00 | 10.2 | 9.2567 | 0.78989 | 0.47393
2015-04-15 12:00 | 11.2 | 10.1642 | 1 | 0.6
2015-04-15 13:00 | 12.3 | 11.1625 | 1 | 0.6
2015-04-15 14:00 | 10.3 | 9.3474 | 0.81382 | 0.48829
2015-04-15 15:00 | 10.1696 | 9.2291 | 0.7827 | 0.46962
2015-04-15 16:00 | 10.0391 | 9.1107 | 0.75236 | 0.45142
2015-04-15 17:00 | 9.9087 | 8.9923 | 0.72281 | 0.43368
2015-04-15 18:00 | 9.7783 | 8.874 | 0.69402 | 0.41641
2015-04-15 19:00 | 9.6478 | 8.7556 | 0.66599 | 0.39959
2015-04-15 20:00 | 9.5174 | 8.6372 | 0.6387 | 0.38322
2015-04-15 21:00 | 9.387 | 8.5188 | 0.61216 | 0.36729
2015-04-15 22:00 | 9.2565 | 8.4005 | 0.58634 | 0.3518
2015-04-15 23:00 | 9.1261 | 8.2821 | 0.56124 | 0.33674
2015-04-16 | 8.9957 | 8.1637 | 0.53685 | 0.32211
2015-04-16 01:00 | 8.8652 | 8.0454 | 0.51315 | 0.30789
2015-04-16 02:00 | 8.7348 | 7.927 | 0.49014 | 0.29409
2015-04-16 03:00 | 8.6043 | 7.8086 | 0.46781 | 0.28069
2015-04-16 04:00 | 8.4739 | 7.6902 | 0.44614 | 0.26769
2015-04-16 05:00 | 8.3435 | 7.5719 | 0.42514 | 0.25508
2015-04-16 06:00 | 8.213 | 7.4535 | 0.40478 | 0.24287
2015-04-16 07:00 | 8.0826 | 7.3351 | 0.38505 | 0.23103
2015-04-16 08:00 | 7.9522 | 7.2168 | 0.36595 | 0.21957
2015-04-16 09:00 | 7.8217 | 7.0984 | 0.34747 | 0.20848
2015-04-16 10:00 | 7.6913 | 6.98 | 0.32959 | 0.19776
2015-04-16 11:00 | 7.5609 | 6.8616 | 0.31231 | 0.18739
2015-04-16 12:00 | 7.4304 | 6.7433 | 0.29562 | 0.17737
2015-04-16 13:00 | 7.3 | 6.6249 | 0.2795 | 0.1677
2015-04-16 14:00 | 5.4 | 4.9006 | 0.10369 | 0.062213
2015-04-16 15:00 | 7 | 6.3526 | 0.24456 | 0.14674
2015-04-16 16:00 | 8.3 | 7.5324 | 0.41828 | 0.25097
2015-04-16 17:00 | 9.7 | 8.8029 | 0.67711 | 0.40627
2015-04-16 18:00 | 8.4 | 7.6232 | 0.43416 | 0.2605
2015-04-16 19:00 | 6.5 | 5.8989 | 0.19265 | 0.11559
2015-04-16 20:00 | 6.45 | 5.8535 | 0.18787 | 0.11272
2015-04-16 21:00 | 6.4 | 5.8081 | 0.18317 | 0.1099
2015-04-16 22:00 | 4.6 | 4.1746 | 0.058033 | 0.03482
2015-04-16 23:00 | 6.7 | 6.0804 | 0.21249 | 0.1275
2015-04-17 | 5.4 | 4.9006 | 0.10369 | 0.062213
2015-04-17 01:00 | 4.1 | 3.7208 | 0.036458 | 0.021875
2015-04-17 02:00 | 5.3 | 4.8099 | 0.097168 | 0.058301
2015-04-17 03:00 | 5.2 | 4.7191 | 0.090889 | 0.054533
2015-04-17 04:00 | 4.9 | 4.4468 | 0.073457 | 0.044074
2015-04-17 05:00 | 5.7 | 5.1729 | 0.12474 | 0.074845
2015-04-17 06:00 | 5.1 | 4.6283 | 0.084847 | 0.050908
2015-04-17 07:00 | 9.7 | 8.8029 | 0.67711 | 0.40627
2015-04-17 08:00 | 9.6 | 8.7122 | 0.6559 | 0.39354
2015-04-17 09:00 | 7.2 | 6.5341 | 0.26753 | 0.16052
2015-04-17 10:00 | 6.7 | 6.0804 | 0.21249 | 0.1275
2015-04-17 11:00 | 5.7 | 5.1729 | 0.12474 | 0.074845
2015-04-17 12:00 | 5.3 | 4.8099 | 0.097168 | 0.058301
2015-04-17 13:00 | 4.1 | 3.7208 | 0.036458 | 0.021875
2015-04-17 14:00 | 5.9 | 5.3544 | 0.14007 | 0.084041
2015-04-17 15:00 | 5 | 4.5376 | 0.079038 | 0.047423
2015-04-17 16:00 | 5.7 | 5.1729 | 0.12474 | 0.074845
2015-04-17 17:00 | 5.5 | 4.9914 | 0.11045 | 0.066272
2015-04-17 18:00 | 5.7 | 5.1729 | 0.12474 | 0.074845
2015-04-17 19:00 | 3.5 | 3.1763 | 0.016681 | 0.010009
2015-04-17 20:00 | 3 | 2.7226 | 0.0046278 | 0.0027767
2015-04-17 21:00 | 4.6 | 4.1746 | 0.058033 | 0.03482
2015-04-17 22:00 | 2.8 | 2.5411 | 0.00079489 | 0.00047693
2015-04-17 23:00 | 2.1 | 1.9058 | 0 | 0
2015-04-18 | 1.2 | 1.089 | 0 | 0
2015-04-18 01:00 | 1 | 0.90752 | 0 | 0
2015-04-18 02:00 | 0.5 | 0.45376 | 0 | 0
2015-04-18 03:00 | 2.9 | 2.6318 | 0.0026453 | 0.0015872
2015-04-18 04:00 | 3.2 | 2.9041 | 0.0090073 | 0.0054044
2015-04-18 05:00 | 3.8 | 3.4486 | 0.025791 | 0.015474
2015-04-18 06:00 | 3.9 | 3.5393 | 0.029167 | 0.0175
2015-04-18 07:00 | 4.1 | 3.7208 | 0.036458 | 0.021875
2015-04-18 08:00 | 3.9 | 3.5393 | 0.029167 | 0.0175
2015-04-18 09:00 | 4.9 | 4.4468 | 0.073457 | 0.044074
2015-04-18 10:00 | 5.5 | 4.9914 | 0.11045 | 0.066272
2015-04-18 11:00 | 5.4 | 4.9006 | 0.10369 | 0.062213
2015-04-18 12:00 | 3.7 | 3.3578 | 0.022587 | 0.013552
2015-04-18 13:00 | 3.6 | 3.2671 | 0.019552 | 0.011731
2015-04-18 14:00 | 3.3 | 2.9948 | 0.011414 | 0.0068481
2015-04-18 15:00 | 2 | 1.815 | 0 | 0
2015-04-18 16:00 | 1 | 0.90752 | 0 | 0
2015-04-18 17:00 | 0.2 | 0.1815 | 0 | 0
2015-04-18 18:00 | 0.4 | 0.36301 | 0 | 0
2015-04-18 19:00 | 5.5 | 4.9914 | 0.11045 | 0.066272
2015-04-18 20:00 | 5.4 | 4.9006 | 0.10369 | 0.062213
2015-04-18 21:00 | 4.6 | 4.1746 | 0.058033 | 0.03482
2015-04-18 22:00 | 4.3 | 3.9023 | 0.044496 | 0.026697
2015-04-18 23:00 | 3.3 | 2.9948 | 0.011414 | 0.0068481
2015-04-19 | 0.4 | 0.36301 | 0 | 0
2015-04-19 01:00 | 1.1 | 0.99827 | 0 | 0
2015-04-19 02:00 | 1.6 | 1.452 | 0 | 0
2015-04-19 03:00 | 0.9 | 0.81677 | 0 | 0
2015-04-19 04:00 | 2.8 | 2.5411 | 0.00079489 | 0.00047693
2015-04-19 05:00 | 8.2 | 7.4417 | 0.40277 | 0.24166
2015-04-19 06:00 | 6.4 | 5.8081 | 0.18317 | 0.1099
2015-04-19 07:00 | 4.4 | 3.9931 | 0.048806 | 0.029284
2015-04-19 08:00 | 3.6 | 3.2671 | 0.019552 | 0.011731
2015-04-19 09:00 | 7.2 | 6.5341 | 0.26753 | 0.16052
2015-04-19 10:00 | 5.8 | 5.2636 | 0.13227 | 0.079364
2015-04-19 11:00 | 8.4 | 7.6232 | 0.43416 | 0.2605
2015-04-19 12:00 | 8.7 | 7.8954 | 0.48412 | 0.29047
2015-04-19 13:00 | 7.6 | 6.8971 | 0.31744 | 0.19046
2015-04-19 14:00 | 5.6 | 5.0821 | 0.11747 | 0.070482
2015-04-19 15:00 | 6.4 | 5.8081 | 0.18317 | 0.1099
2015-04-19 16:00 | 7 | 6.3526 | 0.24456 | 0.14674
2015-04-19 17:00 | 3.8 | 3.4486 | 0.025791 | 0.015474
2015-04-19 18:00 | 6.6 | 5.9896 | 0.20242 | 0.12145
2015-04-19 19:00 | 5.2 | 4.7191 | 0.090889 | 0.054533
2015-04-19 20:00 | 5.4 | 4.9006 | 0.10369 | 0.062213
2015-04-19 21:00 | 5.2 | 4.7191 | 0.090889 | 0.054533
2015-04-19 22:00 | 3.4 | 3.0856 | 0.01397 | 0.008382
2015-04-19 23:00 | 5.8 | 5.2636 | 0.13227 | 0.079364
2015-04-20 | 3.9 | 3.5393 | 0.029167 | 0.0175
2015-04-20 01:00 | 3.9 | 3.5393 | 0.029167 | 0.0175
2015-04-20 02:00 | 3.4 | 3.0856 | 0.01397 | 0.008382
2015-04-20 03:00 | 1.8 | 1.6335 | 0 | 0
2015-04-20 04:00 | 4.9 | 4.4468 | 0.073457 | 0.044074
2015-04-20 05:00 | 2.4 | 2.178 | 0 | 0
2015-04-20 06:00 | 2.3 | 2.0873 | 0 | 0
2015-04-20 07:00 | 2.1 | 1.9058 | 0 | 0
2015-04-20 08:00 | 1.9 | 1.7243 | 0 | 0
2015-04-20 09:00 | 1.7 | 1.5428 | 0 | 0
2015-04-20 10:00 | 1.2 | 1.089 | 0 | 0
2015-04-20 11:00 | 1.1 | 0.99827 | 0 | 0
2015-04-20 12:00 | 1.3 | 1.1798 | 0 | 0
2015-04-20 13:00 | 3.2 | 2.9041 | 0.0090073 | 0.0054044
2015-04-20 14:00 | 1.8 | 1.6335 | 0 | 0
2015-04-20 15:00 | 3 | 2.7226 | 0.0046278 | 0.0027767
2015-04-20 16:00 | 3.6 | 3.2671 | 0.019552 | 0.011731
2015-04-20 17:00 | 2.1 | 1.9058 | 0 | 0
2015-04-20 18:00 | 1.5 | 1.3613 | 0 | 0
2015-04-20 19:00 | 1.2 | 1.089 | 0 | 0
2015-04-20 20:00 | 2 | 1.815 | 0 | 0
2015-04-20 21:00 | 3 | 2.7226 | 0.0046278 | 0.0027767
2015-04-20 22:00 | 1.3 | 1.1798 | 0 | 0
2015-04-20 23:00 | 2.5 | 2.2688 | 0 | 0
2015-04-21 | 2.8 | 2.5411 | 0.00079489 | 0.00047693
2015-04-21 01:00 | 4.4 | 3.9931 | 0.048806 | 0.029284
2015-04-21 02:00 | 5.7 | 5.1729 | 0.12474 | 0.074845
2015-04-21 03:00 | 6.4 | 5.8081 | 0.18317 | 0.1099
2015-04-21 04:00 | 5.2 | 4.7191 | 0.090889 | 0.054533
2015-04-21 05:00 | 6 | 5.4451 | 0.14813 | 0.08888
2015-04-21 06:00 | 7 | 6.3526 | 0.24456 | 0.14674
2015-04-21 07:00 | 7.3 | 6.6249 | 0.2795 | 0.1677
2015-04-21 08:00 | 7.2 | 6.5341 | 0.26753 | 0.16052
2015-04-21 09:00 | 7.8 | 7.0786 | 0.34445 | 0.20667
2015-04-21 10:00 | 8.1 | 7.3509 | 0.38764 | 0.23259
2015-04-21 11:00 | 6.8 | 6.1711 | 0.22287 | 0.13372
2015-04-21 12:00 | 9.1 | 8.2584 | 0.5563 | 0.33378
2015-04-21 13:00 | 9.6 | 8.7122 | 0.6559 | 0.39354
2015-04-21 14:00 | 9.7 | 8.8029 | 0.67711 | 0.40627
2015-04-21 15:00 | 10.1 | 9.1659 | 0.76642 | 0.45985
2015-04-21 16:00 | 11.425 | 10.3684 | 1 | 0.6
2015-04-21 17:00 | 12.75 | 11.5709 | 1 | 0.6
2015-04-21 18:00 | 14.075 | 12.7733 | 1 | 0.6
2015-04-21 19:00 | 15.4 | 13.9758 | 1 | 0.6
2015-04-21 20:00 | 15.5 | 14.0665 | 1 | 0.6
2015-04-21 21:00 | 14.9 | 13.522 | 1 | 0.6
2015-04-21 22:00 | 14.4 | 13.0683 | 1 | 0.6
2015-04-21 23:00 | 13.9 | 12.6145 | 1 | 0.6
2015-04-22 | 13.4 | 12.1608 | 1 | 0.6
2015-04-22 01:00 | 13 | 11.7977 | 1 | 0.6
2015-04-22 02:00 | 13 | 11.7977 | 1 | 0.6
2015-04-22 03:00 | 13.4 | 12.1608 | 1 | 0.6
2015-04-22 04:00 | 13.7 | 12.433 | 1 | 0.6
2015-04-22 05:00 | 12.6 | 11.4347 | 1 | 0.6
2015-04-22 06:00 | 12.1 | 10.981 | 1 | 0.6
2015-04-22 07:00 | 12.2 | 11.0717 | 1 | 0.6
2015-04-22 08:00 | 12.3 | 11.1625 | 1 | 0.6
2015-04-22 09:00 | 12.2 | 11.0717 | 1 | 0.6
2015-04-22 10:00 | 11.75 | 10.6634 | 1 | 0.6
2015-04-22 11:00 | 11.3 | 10.255 | 1 | 0.6
2015-04-22 12:00 | 11 | 9.9827 | 0.99474 | 0.59684
2015-04-22 13:00 | 11.4 | 10.3457 | 1 | 0.6
2015-04-22 14:00 | 11.8 | 10.7087 | 1 | 0.6
2015-04-22 15:00 | 10.15 | 9.2113 | 0.7781 | 0.46686
2015-04-22 16:00 | 8.5 | 7.7139 | 0.45043 | 0.27026
2015-04-22 17:00 | 8.85 | 8.0315 | 0.51043 | 0.30626
2015-04-22 18:00 | 9.2 | 8.3492 | 0.57538 | 0.34523
2015-04-22 19:00 | 9.3 | 8.4399 | 0.59487 | 0.35692
2015-04-22 20:00 | 9.2 | 8.3492 | 0.57538 | 0.34523
2015-04-22 21:00 | 9.1 | 8.2584 | 0.5563 | 0.33378
2015-04-22 22:00 | 9 | 8.1677 | 0.53765 | 0.32259
2015-04-22 23:00 | 8.1 | 7.3509 | 0.38764 | 0.23259
2015-04-23 | 6.2 | 5.6266 | 0.16509 | 0.099052
2015-04-23 01:00 | 6.4 | 5.8081 | 0.18317 | 0.1099
2015-04-23 02:00 | 4.8 | 4.3561 | 0.068098 | 0.040859
2015-04-23 03:00 | 4.7 | 4.2653 | 0.062959 | 0.037775
2015-04-23 04:00 | 3.95 | 3.5847 | 0.030922 | 0.018553
2015-04-23 05:00 | 3.2 | 2.9041 | 0.0090073 | 0.0054044
2015-04-23 06:00 | 3.3 | 2.9948 | 0.011414 | 0.0068481
2015-04-23 07:00 | 5.7 | 5.1729 | 0.12474 | 0.074845
2015-04-23 08:00 | 5 | 4.5376 | 0.079038 | 0.047423
2015-04-23 09:00 | 2.9 | 2.6318 | 0.0026453 | 0.0015872
2015-04-23 10:00 | 3.0429 | 2.7615 | 0.005519 | 0.0033114
2015-04-23 11:00 | 3.1857 | 2.8911 | 0.0086756 | 0.0052054
2015-04-23 12:00 | 3.3286 | 3.0207 | 0.012128 | 0.0072771
2015-04-23 13:00 | 3.4714 | 3.1504 | 0.015891 | 0.0095344
2015-04-23 14:00 | 3.6143 | 3.28 | 0.019976 | 0.011985
2015-04-23 15:00 | 3.7571 | 3.4097 | 0.024397 | 0.014638
2015-04-23 16:00 | 3.9 | 3.5393 | 0.029167 | 0.0175
2015-04-23 17:00 | 3.3 | 2.9948 | 0.011414 | 0.0068481
2015-04-23 18:00 | 3.7 | 3.3578 | 0.022587 | 0.013552
2015-04-23 19:00 | 3.8 | 3.4486 | 0.025791 | 0.015474
2015-04-23 20:00 | 4 | 3.6301 | 0.032721 | 0.019633
2015-04-23 21:00 | 3.7 | 3.3578 | 0.022587 | 0.013552
2015-04-23 22:00 | 4.2 | 3.8116 | 0.040381 | 0.024229
2015-04-23 23:00 | 4.8 | 4.3561 | 0.068098 | 0.040859
2015-04-24 | 5.4 | 4.9006 | 0.10369 | 0.062213
2015-04-24 01:00 | 7.9 | 7.1694 | 0.35849 | 0.21509
2015-04-24 02:00 | 7.4 | 6.7156 | 0.29181 | 0.17509
2015-04-24 03:00 | 7.3 | 6.6249 | 0.2795 | 0.1677
2015-04-24 04:00 | 8.6 | 7.8047 | 0.46708 | 0.28025
2015-04-24 05:00 | 7.9 | 7.1694 | 0.35849 | 0.21509
2015-04-24 06:00 | 7.5 | 6.8064 | 0.30445 | 0.18267
2015-04-24 07:00 | 9.3 | 8.4399 | 0.59487 | 0.35692
2015-04-24 08:00 | 7.5 | 6.8064 | 0.30445 | 0.18267
2015-04-24 09:00 | 6.1 | 5.5359 | 0.15647 | 0.093883
2015-04-24 10:00 | 6.7 | 6.0804 | 0.21249 | 0.1275
2015-04-24 11:00 | 7.3 | 6.6249 | 0.2795 | 0.1677
2015-04-24 12:00 | 7.3 | 6.6249 | 0.2795 | 0.1677
2015-04-24 13:00 | 8.3 | 7.5324 | 0.41828 | 0.25097
2015-04-24 14:00 | 9.3 | 8.4399 | 0.59487 | 0.35692
2015-04-24 15:00 | 10.3 | 9.3474 | 0.81382 | 0.48829
2015-04-24 16:00 | 10.9 | 9.892 | 0.96743 | 0.58046
2015-04-24 17:00 | 9 | 8.1677 | 0.53765 | 0.32259
2015-04-24 18:00 | 7.3 | 6.6249 | 0.2795 | 0.1677
2015-04-24 19:00 | 8.1 | 7.3509 | 0.38764 | 0.23259
2015-04-24 20:00 | 10.1 | 9.1659 | 0.76642 | 0.45985
2015-04-24 21:00 | 10.1 | 9.1659 | 0.76642 | 0.45985
2015-04-24 22:00 | 12 | 10.8902 | 1 | 0.6
2015-04-24 23:00 | 9.8 | 8.8937 | 0.69876 | 0.41926
2015-04-25 | 10 | 9.0752 | 0.74342 | 0.44605
2015-04-25 01:00 | 10.2 | 9.2567 | 0.78989 | 0.47393
2015-04-25 02:00 | 9.7 | 8.8029 | 0.67711 | 0.40627
2015-04-25 03:00 | 9.2 | 8.3492 | 0.57538 | 0.34523
2015-04-25 04:00 | 9.5 | 8.6214 | 0.63512 | 0.38107
2015-04-25 05:00 | 9.8 | 8.8937 | 0.69876 | 0.41926
2015-04-25 06:00 | 8.1 | 7.3509 | 0.38764 | 0.23259
2015-04-25 07:00 | 8.6 | 7.8047 | 0.46708 | 0.28025
2015-04-25 08:00 | 6.6 | 5.9896 | 0.20242 | 0.12145
2015-04-25 09:00 | 6 | 5.4451 | 0.14813 | 0.08888
2015-04-25 10:00 | 5.4 | 4.9006 | 0.10369 | 0.062213
2015-04-25 11:00 | 4.8 | 4.3561 | 0.068098 | 0.040859
2015-04-25 12:00 | 4.4 | 3.9931 | 0.048806 | 0.029284
2015-04-25 13:00 | 2.8 | 2.5411 | 0.00079489 | 0.00047693
2015-04-25 14:00 | 0.9 | 0.81677 | 0 | 0
2015-04-25 15:00 | 1 | 0.90752 | 0 | 0
2015-04-25 16:00 | 1.1 | 0.99827 | 0 | 0
2015-04-25 17:00 | 1.2 | 1.089 | 0 | 0
2015-04-25 18:00 | 1 | 0.90752 | 0 | 0
2015-04-25 19:00 | 0.4 | 0.36301 | 0 | 0
2015-04-25 20:00 | 2.15 | 1.9512 | 0 | 0
2015-04-25 21:00 | 3.9 | 3.5393 | 0.029167 | 0.0175
2015-04-25 22:00 | 5.55 | 5.0367 | 0.11393 | 0.068358
2015-04-25 23:00 | 7.2 | 6.5341 | 0.26753 | 0.16052
2015-04-26 | 7.3 | 6.6249 | 0.2795 | 0.1677
2015-04-26 01:00 | 7.4 | 6.7156 | 0.29181 | 0.17509
2015-04-26 02:00 | 7.5 | 6.8064 | 0.30445 | 0.18267
2015-04-26 03:00 | 9.4 | 8.5307 | 0.61478 | 0.36887
2015-04-26 04:00 | 7.2 | 6.5341 | 0.26753 | 0.16052
2015-04-26 05:00 | 7.05 | 6.398 | 0.25018 | 0.15011
2015-04-26 06:00 | 6.9 | 6.2619 | 0.23356 | 0.14014
2015-04-26 07:00 | 6.75 | 6.1258 | 0.21764 | 0.13059
2015-04-26 08:00 | 6.6 | 5.9896 | 0.20242 | 0.12145
2015-04-26 09:00 | 5 | 4.5376 | 0.079038 | 0.047423
2015-04-26 10:00 | 3.2 | 2.9041 | 0.0090073 | 0.0054044
2015-04-26 11:00 | 2.25 | 2.0419 | 0 | 0
2015-04-26 12:00 | 1.3 | 1.1798 | 0 | 0
2015-04-26 13:00 | 0.7 | 0.63526 | 0 | 0
2015-04-26 14:00 | 0.8 | 0.72602 | 0 | 0
2015-04-26 15:00 | 1.2 | 1.089 | 0 | 0
2015-04-26 16:00 | 1.75 | 1.5882 | 0 | 0
2015-04-26 17:00 | 2.3 | 2.0873 | 0 | 0
2015-04-26 18:00 | 4.1 | 3.7208 | 0.036458 | 0.021875
2015-04-26 19:00 | 5.9 | 5.3544 | 0.14007 | 0.084041
2015-04-26 20:00 | 8.4 | 7.6232 | 0.43416 | 0.2605
2015-04-26 21:00 | 9.3 | 8.4399 | 0.59487 | 0.35692
2015-04-26 22:00 | 9.4 | 8.5307 | 0.61478 | 0.36887
2015-04-26 23:00 | 7.4 | 6.7156 | 0.29181 | 0.17509
2015-04-27 | 6.3 | 5.7174 | 0.17398 | 0.10439
2015-04-27 01:00 | 4.8 | 4.3561 | 0.068098 | 0.040859
2015-04-27 02:00 | 1.6 | 1.452 | 0 | 0
2015-04-27 03:00 | 1.85 | 1.6789 | 0 | 0
2015-04-27 04:00 | 2.1 | 1.9058 | 0 | 0
2015-04-27 05:00 | 2.2 | 1.9965 | 0 | 0
2015-04-27 06:00 | 3.4 | 3.0856 | 0.01397 | 0.008382
2015-04-27 07:00 | 4.2667 | 3.8721 | 0.043103 | 0.025862
2015-04-27 08:00 | 5.1333 | 4.6586 | 0.086835 | 0.052101
2015-04-27 09:00 | 6 | 5.4451 | 0.14813 | 0.08888
2015-04-27 10:00 | 5.15 | 4.6737 | 0.087839 | 0.052703
2015-04-27 11:00 | 4.3 | 3.9023 | 0.044496 | 0.026697
2015-04-27 12:00 | 3.8 | 3.4486 | 0.025791 | 0.015474
2015-04-27 13:00 | 1.9 | 1.7243 | 0 | 0
2015-04-27 14:00 | 2.4 | 2.178 | 0 | 0
2015-04-27 15:00 | 1.6 | 1.452 | 0 | 0
2015-04-27 16:00 | 0.8 | 0.72602 | 0 | 0
2015-04-27 17:00 | 2 | 1.815 | 0 | 0
2015-04-27 18:00 | 1.6 | 1.452 | 0 | 0
2015-04-27 19:00 | 3.6 | 3.2671 | 0.019552 | 0.011731
2015-04-27 20:00 | 4 | 3.6301 | 0.032721 | 0.019633
2015-04-27 21:00 | 4.2 | 3.8116 | 0.040381 | 0.024229
2015-04-27 22:00 | 5.15 | 4.6737 | 0.087839 | 0.052703
2015-04-27 23:00 | 6.1 | 5.5359 | 0.15647 | 0.093883
2015-04-28 | 4.25 | 3.857 | 0.042414 | 0.025449
2015-04-28 01:00 | 2.4 | 2.178 | 0 | 0
2015-04-28 02:00 | 1.95 | 1.7697 | 0 | 0
2015-04-28 03:00 | 1.5 | 1.3613 | 0 | 0
2015-04-28 04:00 | 3.9 | 3.5393 | 0.029167 | 0.0175
2015-04-28 05:00 | 3.3 | 2.9948 | 0.011414 | 0.0068481
2015-04-28 06:00 | 4 | 3.6301 | 0.032721 | 0.019633
2015-04-28 07:00 | 4.8 | 4.3561 | 0.068098 | 0.040859
2015-04-28 08:00 | 5.5 | 4.9914 | 0.11045 | 0.066272
2015-04-28 09:00 | 4.8 | 4.3561 | 0.068098 | 0.040859
2015-04-28 10:00 | 4.8 | 4.3561 | 0.068098 | 0.040859
2015-04-28 11:00 | 4.8 | 4.3561 | 0.068098 | 0.040859
2015-04-28 12:00 | 6.5 | 5.8989 | 0.19265 | 0.11559
2015-04-28 13:00 | 5.9 | 5.3544 | 0.14007 | 0.084041
2015-04-28 14:00 | 5.3 | 4.8099 | 0.097168 | 0.058301
2015-04-28 15:00 | 3.6 | 3.2671 | 0.019552 | 0.011731
2015-04-28 16:00 | 3.2 | 2.9041 | 0.0090073 | 0.0054044
2015-04-28 17:00 | 2.8 | 2.5411 | 0.00079489 | 0.00047693
2015-04-28 18:00 | 3 | 2.7226 | 0.0046278 | 0.0027767
2015-04-28 19:00 | 2.6 | 2.3595 | 0 | 0
2015-04-28 20:00 | 2.3 | 2.0873 | 0 | 0
2015-04-28 21:00 | 2 | 1.815 | 0 | 0
2015-04-28 22:00 | 2 | 1.815 | 0 | 0
2015-04-28 23:00 | 2.0667 | 1.8755 | 0 | 0
2015-04-29 | 2.1333 | 1.936 | 0 | 0
2015-04-29 01:00 | 2.2 | 1.9965 | 0 | 0
2015-04-29 02:00 | 2.2 | 1.9965 | 0 | 0
2015-04-29 03:00 | 2.2 | 1.9965 | 0 | 0
2015-04-29 04:00 | 2.7667 | 2.5108 | 0.00020666 | 0.000124
2015-04-29 05:00 | 3.3333 | 3.0251 | 0.012249 | 0.0073493
2015-04-29 06:00 | 3.9 | 3.5393 | 0.029167 | 0.0175
2015-04-29 07:00 | 4.3333 | 3.9326 | 0.045911 | 0.027546
2015-04-29 08:00 | 4.7667 | 4.3258 | 0.066361 | 0.039817
2015-04-29 09:00 | 5.2 | 4.7191 | 0.090889 | 0.054533
2015-04-29 10:00 | 4.9 | 4.4468 | 0.073457 | 0.044074
2015-04-29 11:00 | 5 | 4.5376 | 0.079038 | 0.047423
2015-04-29 12:00 | 4.5333 | 4.1141 | 0.054866 | 0.03292
2015-04-29 13:00 | 4.0667 | 3.6906 | 0.035192 | 0.021115
2015-04-29 14:00 | 3.6 | 3.2671 | 0.019552 | 0.011731
2015-04-29 15:00 | 3.4 | 3.0856 | 0.01397 | 0.008382
2015-04-29 16:00 | 3.3 | 2.9948 | 0.011414 | 0.0068481
2015-04-29 17:00 | 3.2 | 2.9041 | 0.0090073 | 0.0054044
2015-04-29 18:00 | 2.7 | 2.4503 | 0 | 0
2015-04-29 19:00 | 3.1 | 2.8133 | 0.0067469 | 0.0040482
2015-04-29 20:00 | 3.4 | 3.0856 | 0.01397 | 0.008382
2015-04-29 21:00 | 3.6 | 3.2671 | 0.019552 | 0.011731
2015-04-29 22:00 | 3.3 | 2.9948 | 0.011414 | 0.0068481
2015-04-29 23:00 | 3.7 | 3.3578 | 0.022587 | 0.013552
2015-04-30 | 3.3 | 2.9948 | 0.011414 | 0.0068481
2015-04-30 01:00 | 3.2 | 2.9041 | 0.0090073 | 0.0054044
2015-04-30 02:00 | 3.55 | 3.2217 | 0.018097 | 0.010858
2015-04-30 03:00 | 3.9 | 3.5393 | 0.029167 | 0.0175
2015-04-30 04:00 | 3.6 | 3.2671 | 0.019552 | 0.011731
2015-04-30 05:00 | 4.65 | 4.22 | 0.060469 | 0.036282
2015-04-30 06:00 | 5.7 | 5.1729 | 0.12474 | 0.074845
2015-04-30 07:00 | 6.25 | 5.672 | 0.1695 | 0.1017
2015-04-30 08:00 | 6.8 | 6.1711 | 0.22287 | 0.13372
2015-04-30 09:00 | 4.8 | 4.3561 | 0.068098 | 0.040859
2015-04-30 10:00 | 4.05 | 3.6755 | 0.034567 | 0.02074
2015-04-30 11:00 | 3.3 | 2.9948 | 0.011414 | 0.0068481
2015-04-30 12:00 | 4.2 | 3.8116 | 0.040381 | 0.024229
2015-04-30 13:00 | 4.0667 | 3.6906 | 0.035192 | 0.021115
2015-04-30 14:00 | 3.9333 | 3.5696 | 0.030332 | 0.018199
2015-04-30 15:00 | 3.8 | 3.4486 | 0.025791 | 0.015474
2015-04-30 16:00 | 6.4 | 5.8081 | 0.18317 | 0.1099
2015-04-30 17:00 | 4.9 | 4.4468 | 0.073457 | 0.044074
2015-04-30 18:00 | 5.1 | 4.6283 | 0.084847 | 0.050908
2015-04-30 19:00 | 4.8 | 4.3561 | 0.068098 | 0.040859
2015-04-30 20:00 | 4.625 | 4.1973 | 0.059245 | 0.035547
2015-04-30 21:00 | 4.45 | 4.0385 | 0.051036 | 0.030622
2015-04-30 22:00 | 4.275 | 3.8796 | 0.043449 | 0.026069
2015-04-30 23:00 | 4.1 | 3.7208 | 0.036458 | 0.021875
2015-05-01 | 4.4 | 3.9931 | 0.048806 | 0.029284
2015-05-01 01:00 | 4.4 | 3.9931 | 0.048806 | 0.029284
2015-05-01 02:00 | 4.4 | 3.9931 | 0.048806 | 0.029284
2015-05-01 03:00 | 5 | 4.5376 | 0.079038 | 0.047423
2015-05-01 04:00 | 3.95 | 3.5847 | 0.030922 | 0.018553
2015-05-01 05:00 | 2.9 | 2.6318 | 0.0026453 | 0.0015872
2015-05-01 06:00 | 4.7 | 4.2653 | 0.062959 | 0.037775
2015-05-01 07:00 | 4.1 | 3.7208 | 0.036458 | 0.021875
2015-05-01 08:00 | 5.4 | 4.9006 | 0.10369 | 0.062213
2015-05-01 09:00 | 4 | 3.6301 | 0.032721 | 0.019633
2015-05-01 10:00 | 6.5 | 5.8989 | 0.19265 | 0.11559
2015-05-01 11:00 | 5.6 | 5.0821 | 0.11747 | 0.070482
2015-05-01 12:00 | 5.75 | 5.2182 | 0.12847 | 0.077085
2015-05-01 13:00 | 5.9 | 5.3544 | 0.14007 | 0.084041
2015-05-01 14:00 | 5.95 | 5.3997 | 0.14407 | 0.08644
2015-05-01 15:00 | 6 | 5.4451 | 0.14813 | 0.08888
2015-05-01 16:00 | 4.4 | 3.9931 | 0.048806 | 0.029284
2015-05-01 17:00 | 8.6 | 7.8047 | 0.46708 | 0.28025
2015-05-01 18:00 | 8.2 | 7.4417 | 0.40277 | 0.24166
2015-05-01 19:00 | 4.8 | 4.3561 | 0.068098 | 0.040859
2015-05-01 20:00 | 4.9 | 4.4468 | 0.073457 | 0.044074
2015-05-01 21:00 | 4.6 | 4.1746 | 0.058033 | 0.03482
2015-05-01 22:00 | 5.5 | 4.9914 | 0.11045 | 0.066272
2015-05-01 23:00 | 5.2 | 4.7191 | 0.090889 | 0.054533
2015-05-02 | 4.9 | 4.4468 | 0.073457 | 0.044074
2015-05-02 01:00 | 4.6 | 4.1746 | 0.058033 | 0.03482
2015-05-02 02:00 | 4.4 | 3.9931 | 0.048806 | 0.029284
2015-05-02 03:00 | 4.8 | 4.3561 | 0.068098 | 0.040859
2015-05-02 04:00 | 4.3 | 3.9023 | 0.044496 | 0.026697
2015-05-02 05:00 | 5 | 4.5376 | 0.079038 | 0.047423
2015-05-02 06:00 | 5 | 4.5376 | 0.079038 | 0.047423
2015-05-02 07:00 | 5.05 | 4.583 | 0.081914 | 0.049148
2015-05-02 08:00 | 5.1 | 4.6283 | 0.084847 | 0.050908
2015-05-02 09:00 | 4.3 | 3.9023 | 0.044496 | 0.026697
2015-05-02 10:00 | 4.1 | 3.7208 | 0.036458 | 0.021875
2015-05-02 11:00 | 4.4 | 3.9931 | 0.048806 | 0.029284
2015-05-02 12:00 | 3.3 | 2.9948 | 0.011414 | 0.0068481
2015-05-02 13:00 | 3.5 | 3.1763 | 0.016681 | 0.010009
2015-05-02 14:00 | 3.1 | 2.8133 | 0.0067469 | 0.0040482
2015-05-02 15:00 | 4 | 3.6301 | 0.032721 | 0.019633
2015-05-02 16:00 | 4.1 | 3.7208 | 0.036458 | 0.021875
2015-05-02 17:00 | 3.9 | 3.5393 | 0.029167 | 0.0175
2015-05-02 18:00 | 4.5 | 4.0838 | 0.053317 | 0.03199
2015-05-02 19:00 | 3.9 | 3.5393 | 0.029167 | 0.0175
2015-05-02 20:00 | 4.6 | 4.1746 | 0.058033 | 0.03482
2015-05-02 21:00 | 4.5 | 4.0838 | 0.053317 | 0.03199
2015-05-02 22:00 | 4 | 3.6301 | 0.032721 | 0.019633
2015-05-02 23:00 | 5.2 | 4.7191 | 0.090889 | 0.054533
2015-05-03 | 5.2 | 4.7191 | 0.090889 | 0.054533
2015-05-03 01:00 | 5.4 | 4.9006 | 0.10369 | 0.062213
2015-05-03 02:00 | 5.5 | 4.9914 | 0.11045 | 0.066272
2015-05-03 03:00 | 5.5 | 4.9914 | 0.11045 | 0.066272
2015-05-03 04:00 | 3.6 | 3.2671 | 0.019552 | 0.011731
2015-05-03 05:00 | 4 | 3.6301 | 0.032721 | 0.019633
2015-05-03 06:00 | 4.3 | 3.9023 | 0.044496 | 0.026697
2015-05-03 07:00 | 3.3 | 2.9948 | 0.011414 | 0.0068481
2015-05-03 08:00 | 3.7 | 3.3578 | 0.022587 | 0.013552
2015-05-03 09:00 | 6.9 | 6.2619 | 0.23356 | 0.14014
2015-05-03 10:00 | 7 | 6.3526 | 0.24456 | 0.14674
2015-05-03 11:00 | 6 | 5.4451 | 0.14813 | 0.08888
2015-05-03 12:00 | 6.8 | 6.1711 | 0.22287 | 0.13372
2015-05-03 13:00 | 4.1 | 3.7208 | 0.036458 | 0.021875
2015-05-03 14:00 | 4.4 | 3.9931 | 0.048806 | 0.029284
2015-05-03 15:00 | 3.6 | 3.2671 | 0.019552 | 0.011731
2015-05-03 16:00 | 4.2 | 3.8116 | 0.040381 | 0.024229
2015-05-03 17:00 | 4.1 | 3.7208 | 0.036458 | 0.021875
2015-05-03 18:00 | 2.5 | 2.2688 | 0 | 0
2015-05-03 19:00 | 2.2 | 1.9965 | 0 | 0
2015-05-03 20:00 | 2.2 | 1.9965 | 0 | 0
2015-05-03 21:00 | 2.2308 | 2.0245 | 0 | 0
2015-05-03 22:00 | 2.2615 | 2.0524 | 0 | 0
2015-05-03 23:00 | 2.2923 | 2.0803 | 0 | 0
2015-05-04 | 2.3231 | 2.1082 | 0 | 0
2015-05-04 01:00 | 2.3538 | 2.1362 | 0 | 0
2015-05-04 02:00 | 2.3846 | 2.1641 | 0 | 0
2015-05-04 03:00 | 2.4154 | 2.192 | 0 | 0
2015-05-04 04:00 | 2.4462 | 2.2199 | 0 | 0
2015-05-04 05:00 | 2.4769 | 2.2479 | 0 | 0
2015-05-04 06:00 | 2.5077 | 2.2758 | 0 | 0
2015-05-04 07:00 | 2.5385 | 2.3037 | 0 | 0
2015-05-04 08:00 | 2.5692 | 2.3316 | 0 | 0
2015-05-04 09:00 | 2.6 | 2.3595 | 0 | 0
2015-05-04 10:00 | 3.8 | 3.4486 | 0.025791 | 0.015474
2015-05-04 11:00 | 5 | 4.5376 | 0.079038 | 0.047423
2015-05-04 12:00 | 3.6 | 3.2671 | 0.019552 | 0.011731
2015-05-04 13:00 | 1.8 | 1.6335 | 0 | 0
2015-05-04 14:00 | 1.7 | 1.5428 | 0 | 0
2015-05-04 15:00 | 2.7 | 2.4503 | 0 | 0
2015-05-04 16:00 | 3.85 | 3.4939 | 0.027457 | 0.016474
2015-05-04 17:00 | 5 | 4.5376 | 0.079038 | 0.047423
2015-05-04 18:00 | 3.1 | 2.8133 | 0.0067469 | 0.0040482
2015-05-04 19:00 | 3.1 | 2.8133 | 0.0067469 | 0.0040482
2015-05-04 20:00 | 2.8 | 2.5411 | 0.00079489 | 0.00047693
2015-05-04 21:00 | 1.6 | 1.452 | 0 | 0
2015-05-04 22:00 | 1.5 | 1.3613 | 0 | 0
2015-05-04 23:00 | 1.3 | 1.1798 | 0 | 0
2015-05-05 | 1.6 | 1.452 | 0 | 0
2015-05-05 01:00 | 2.1 | 1.9058 | 0 | 0
2015-05-05 02:00 | 2 | 1.815 | 0 | 0
2015-05-05 03:00 | 2 | 1.815 | 0 | 0
2015-05-05 04:00 | 3.4 | 3.0856 | 0.01397 | 0.008382
2015-05-05 05:00 | 3.7 | 3.3578 | 0.022587 | 0.013552
2015-05-05 06:00 | 3.6 | 3.2671 | 0.019552 | 0.011731
2015-05-05 07:00 | 3.8 | 3.4486 | 0.025791 | 0.015474
2015-05-05 08:00 | 3.7 | 3.3578 | 0.022587 | 0.013552
2015-05-05 09:00 | 4.7 | 4.2653 | 0.062959 | 0.037775
2015-05-05 10:00 | 4.8 | 4.3561 | 0.068098 | 0.040859
2015-05-05 11:00 | 6.1 | 5.5359 | 0.15647 | 0.093883
2015-05-05 12:00 | 4.6 | 4.1746 | 0.058033 | 0.03482
2015-05-05 13:00 | 5.7 | 5.1729 | 0.12474 | 0.074845
2015-05-05 14:00 | 8.1 | 7.3509 | 0.38764 | 0.23259
2015-05-05 15:00 | 8.8 | 7.9862 | 0.50156 | 0.30094
2015-05-05 16:00 | 9.8 | 8.8937 | 0.69876 | 0.41926
2015-05-05 17:00 | 11.1 | 10.0735 | 1 | 0.6
2015-05-05 18:00 | 9.2 | 8.3492 | 0.57538 | 0.34523
2015-05-05 19:00 | 7 | 6.3526 | 0.24456 | 0.14674
2015-05-05 20:00 | 8.2 | 7.4417 | 0.40277 | 0.24166
2015-05-05 21:00 | 7 | 6.3526 | 0.24456 | 0.14674
2015-05-05 22:00 | 8.1 | 7.3509 | 0.38764 | 0.23259
2015-05-05 23:00 | 7.9 | 7.1694 | 0.35849 | 0.21509
2015-05-06 | 6.2 | 5.6266 | 0.16509 | 0.099052
2015-05-06 01:00 | 6 | 5.4451 | 0.14813 | 0.08888
2015-05-06 02:00 | 5.8 | 5.2636 | 0.13227 | 0.079364
2015-05-06 03:00 | 6.7 | 6.0804 | 0.21249 | 0.1275
2015-05-06 04:00 | 7.4 | 6.7156 | 0.29181 | 0.17509
2015-05-06 05:00 | 7.9 | 7.1694 | 0.35849 | 0.21509
2015-05-06 06:00 | 8 | 7.2602 | 0.37288 | 0.22373
2015-05-06 07:00 | 6 | 5.4451 | 0.14813 | 0.08888
2015-05-06 08:00 | 8.2 | 7.4417 | 0.40277 | 0.24166
2015-05-06 09:00 | 6.6 | 5.9896 | 0.20242 | 0.12145
2015-05-06 10:00 | 7.1 | 6.4434 | 0.25588 | 0.15353
2015-05-06 11:00 | 10 | 9.0752 | 0.74342 | 0.44605
2015-05-06 12:00 | 10.4 | 9.4382 | 0.83822 | 0.50293
2015-05-06 13:00 | 11.8 | 10.7087 | 1 | 0.6
2015-05-06 14:00 | 12.4 | 11.2532 | 1 | 0.6
2015-05-06 15:00 | 10.1 | 9.1659 | 0.76642 | 0.45985
2015-05-06 16:00 | 10.5 | 9.529 | 0.8631 | 0.51786
2015-05-06 17:00 | 9.2 | 8.3492 | 0.57538 | 0.34523
2015-05-06 18:00 | 8.9 | 8.0769 | 0.5194 | 0.31164
2015-05-06 19:00 | 11.6 | 10.5272 | 1 | 0.6
2015-05-06 20:00 | 11.9 | 10.7995 | 1 | 0.6
2015-05-06 21:00 | 10.9 | 9.892 | 0.96743 | 0.58046
2015-05-06 22:00 | 10.7 | 9.7105 | 0.91429 | 0.54857
2015-05-06 23:00 | 10.8 | 9.8012 | 0.94061 | 0.56437
2015-05-07 | 9.6 | 8.7122 | 0.6559 | 0.39354
2015-05-07 01:00 | 9 | 8.1677 | 0.53765 | 0.32259
2015-05-07 02:00 | 8.6 | 7.8047 | 0.46708 | 0.28025
2015-05-07 03:00 | 9 | 8.1677 | 0.53765 | 0.32259
2015-05-07 04:00 | 8.5 | 7.7139 | 0.45043 | 0.27026
2015-05-07 05:00 | 7.6 | 6.8971 | 0.31744 | 0.19046
2015-05-07 06:00 | 8.6 | 7.8047 | 0.46708 | 0.28025
2015-05-07 07:00 | 7.8 | 7.0786 | 0.34445 | 0.20667
2015-05-07 08:00 | 6.8 | 6.1711 | 0.22287 | 0.13372
2015-05-07 09:00 | 6.4 | 5.8081 | 0.18317 | 0.1099
2015-05-07 10:00 | 6.5 | 5.8989 | 0.19265 | 0.11559
2015-05-07 11:00 | 5.3 | 4.8099 | 0.097168 | 0.058301
2015-05-07 12:00 | 6.3 | 5.7174 | 0.17398 | 0.10439
2015-05-07 13:00 | 6.7 | 6.0804 | 0.21249 | 0.1275
2015-05-07 14:00 | 6.6 | 5.9896 | 0.20242 | 0.12145
2015-05-07 15:00 | 6.4 | 5.8081 | 0.18317 | 0.1099
2015-05-07 16:00 | 6.7 | 6.0804 | 0.21249 | 0.1275
2015-05-07 17:00 | 7.5 | 6.8064 | 0.30445 | 0.18267
2015-05-07 18:00 | 7.1 | 6.4434 | 0.25588 | 0.15353
2015-05-07 19:00 | 8.5 | 7.7139 | 0.45043 | 0.27026
2015-05-07 20:00 | 9.9 | 8.9844 | 0.72086 | 0.43252
2015-05-07 21:00 | 8.5 | 7.7139 | 0.45043 | 0.27026
2015-05-07 22:00 | 8.3 | 7.5324 | 0.41828 | 0.25097
2015-05-07 23:00 | 8.5 | 7.7139 | 0.45043 | 0.27026
2015-05-08 | 8.8 | 7.9862 | 0.50156 | 0.30094
2015-05-08 01:00 | 10 | 9.0752 | 0.74342 | 0.44605
2015-05-08 02:00 | 8.8 | 7.9862 | 0.50156 | 0.30094
2015-05-08 03:00 | 10.3 | 9.3474 | 0.81382 | 0.48829
2015-05-08 04:00 | 10.3 | 9.3474 | 0.81382 | 0.48829
2015-05-08 05:00 | 12 | 10.8902 | 1 | 0.6
2015-05-08 06:00 | 11.2 | 10.1642 | 1 | 0.6
2015-05-08 07:00 | 11.4 | 10.3457 | 1 | 0.6
2015-05-08 08:00 | 11.2 | 10.1642 | 1 | 0.6
2015-05-08 09:00 | 9 | 8.1677 | 0.53765 | 0.32259
2015-05-08 10:00 | 11.5 | 10.4365 | 1 | 0.6
2015-05-08 11:00 | 11.4 | 10.3457 | 1 | 0.6
2015-05-08 12:00 | 11 | 9.9827 | 0.99474 | 0.59684
2015-05-08 13:00 | 9.5 | 8.6214 | 0.63512 | 0.38107
2015-05-08 14:00 | 9.6 | 8.7122 | 0.6559 | 0.39354
2015-05-08 15:00 | 10.1 | 9.1659 | 0.76642 | 0.45985
2015-05-08 16:00 | 9.1 | 8.2584 | 0.5563 | 0.33378
2015-05-08 17:00 | 9.9 | 8.9844 | 0.72086 | 0.43252
2015-05-08 18:00 | 8.1 | 7.3509 | 0.38764 | 0.23259
2015-05-08 19:00 | 9.7 | 8.8029 | 0.67711 | 0.40627
2015-05-08 20:00 | 8.7 | 7.8954 | 0.48412 | 0.29047
2015-05-08 21:00 | 9.5 | 8.6214 | 0.63512 | 0.38107
2015-05-08 22:00 | 9.4 | 8.5307 | 0.61478 | 0.36887
2015-05-08 23:00 | 8.9 | 8.0769 | 0.5194 | 0.31164
2015-05-09 | 10.4 | 9.4382 | 0.83822 | 0.50293
2015-05-09 01:00 | 13.4 | 12.1608 | 1 | 0.6
2015-05-09 02:00 | 13.3 | 12.07 | 1 | 0.6
2015-05-09 03:00 | 13.6 | 12.3423 | 1 | 0.6
2015-05-09 04:00 | 12.3 | 11.1625 | 1 | 0.6
2015-05-09 05:00 | 11 | 9.9827 | 0.99474 | 0.59684
2015-05-09 06:00 | 13.4 | 12.1608 | 1 | 0.6
2015-05-09 07:00 | 13.2 | 11.9793 | 1 | 0.6
2015-05-09 08:00 | 14.4 | 13.0683 | 1 | 0.6
2015-05-09 09:00 | 13 | 11.7977 | 1 | 0.6
2015-05-09 10:00 | 13.7 | 12.433 | 1 | 0.6
2015-05-09 11:00 | 12.6 | 11.4347 | 1 | 0.6
2015-05-09 12:00 | 12.6 | 11.4347 | 1 | 0.6
2015-05-09 13:00 | 11.1 | 10.0735 | 1 | 0.6
2015-05-09 14:00 | 9.6 | 8.7122 | 0.6559 | 0.39354
2015-05-09 15:00 | 10.6 | 9.6197 | 0.88845 | 0.53307
2015-05-09 16:00 | 10.5 | 9.529 | 0.8631 | 0.51786
2015-05-09 17:00 | 11.7 | 10.618 | 1 | 0.6
2015-05-09 18:00 | 11 | 9.9827 | 0.99474 | 0.59684
2015-05-09 19:00 | 11 | 9.9827 | 0.99474 | 0.59684
2015-05-09 20:00 | 10.7 | 9.7105 | 0.91429 | 0.54857
2015-05-09 21:00 | 9.8 | 8.8937 | 0.69876 | 0.41926
2015-05-09 22:00 | 11.2 | 10.1642 | 1 | 0.6
2015-05-09 23:00 | 10.6 | 9.6197 | 0.88845 | 0.53307
2015-05-10 | 11.5 | 10.4365 | 1 | 0.6
2015-05-10 01:00 | 10.1 | 9.1659 | 0.76642 | 0.45985
2015-05-10 02:00 | 9 | 8.1677 | 0.53765 | 0.32259
2015-05-10 03:00 | 10.5 | 9.529 | 0.8631 | 0.51786
2015-05-10 04:00 | 9.9 | 8.9844 | 0.72086 | 0.43252
2015-05-10 05:00 | 6.9 | 6.2619 | 0.23356 | 0.14014
2015-05-10 06:00 | 7 | 6.3526 | 0.24456 | 0.14674
2015-05-10 07:00 | 7.9 | 7.1694 | 0.35849 | 0.21509
2015-05-10 08:00 | 9 | 8.1677 | 0.53765 | 0.32259
2015-05-10 09:00 | 8 | 7.2602 | 0.37288 | 0.22373
2015-05-10 10:00 | 4.9 | 4.4468 | 0.073457 | 0.044074
2015-05-10 11:00 | 6.7 | 6.0804 | 0.21249 | 0.1275
2015-05-10 12:00 | 8.3 | 7.5324 | 0.41828 | 0.25097
2015-05-10 13:00 | 9.3 | 8.4399 | 0.59487 | 0.35692
2015-05-10 14:00 | 7.7 | 6.9879 | 0.33077 | 0.19846
2015-05-10 15:00 | 9.1 | 8.2584 | 0.5563 | 0.33378
2015-05-10 16:00 | 8.4 | 7.6232 | 0.43416 | 0.2605
2015-05-10 17:00 | 7.3 | 6.6249 | 0.2795 | 0.1677
2015-05-10 18:00 | 7.5 | 6.8064 | 0.30445 | 0.18267
2015-05-10 19:00 | 8.4 | 7.6232 | 0.43416 | 0.2605
2015-05-10 20:00 | 7.4 | 6.7156 | 0.29181 | 0.17509
2015-05-10 21:00 | 6.7 | 6.0804 | 0.21249 | 0.1275
2015-05-10 22:00 | 4.5 | 4.0838 | 0.053317 | 0.03199
2015-05-10 23:00 | 7 | 6.3526 | 0.24456 | 0.14674
2015-05-11 | 6.2 | 5.6266 | 0.16509 | 0.099052
2015-05-11 01:00 | 6.2 | 5.6266 | 0.16509 | 0.099052
2015-05-11 02:00 | 6 | 5.4451 | 0.14813 | 0.08888
2015-05-11 03:00 | 6.3 | 5.7174 | 0.17398 | 0.10439
2015-05-11 04:00 | 5.9 | 5.3544 | 0.14007 | 0.084041
2015-05-11 05:00 | 6.6 | 5.9896 | 0.20242 | 0.12145
2015-05-11 06:00 | 5.9 | 5.3544 | 0.14007 | 0.084041
2015-05-11 07:00 | 5.4 | 4.9006 | 0.10369 | 0.062213
2015-05-11 08:00 | 4.5 | 4.0838 | 0.053317 | 0.03199
2015-05-11 09:00 | 4.1 | 3.7208 | 0.036458 | 0.021875
2015-05-11 10:00 | 3.8 | 3.4486 | 0.025791 | 0.015474
2015-05-11 11:00 | 3.8 | 3.4486 | 0.025791 | 0.015474
2015-05-11 12:00 | 4 | 3.6301 | 0.032721 | 0.019633
2015-05-11 13:00 | 3.7 | 3.3578 | 0.022587 | 0.013552
2015-05-11 14:00 | 3.1 | 2.8133 | 0.0067469 | 0.0040482
2015-05-11 15:00 | 3.6 | 3.2671 | 0.019552 | 0.011731
2015-05-11 16:00 | 4 | 3.6301 | 0.032721 | 0.019633
2015-05-11 17:00 | 3.8 | 3.4486 | 0.025791 | 0.015474
2015-05-11 18:00 | 4.3 | 3.9023 | 0.044496 | 0.026697
2015-05-11 19:00 | 5.9 | 5.3544 | 0.14007 | 0.084041
2015-05-11 20:00 | 6.2 | 5.6266 | 0.16509 | 0.099052
2015-05-11 21:00 | 6.1 | 5.5359 | 0.15647 | 0.093883
2015-05-11 22:00 | 6.7 | 6.0804 | 0.21249 | 0.1275
2015-05-11 23:00 | 7.8 | 7.0786 | 0.34445 | 0.20667
2015-05-12 | 8.5 | 7.7139 | 0.45043 | 0.27026
2015-05-12 01:00 | 8.9 | 8.0769 | 0.5194 | 0.31164
2015-05-12 02:00 | 8.9 | 8.0769 | 0.5194 | 0.31164
2015-05-12 03:00 | 9.5 | 8.6214 | 0.63512 | 0.38107
2015-05-12 04:00 | 9.5 | 8.6214 | 0.63512 | 0.38107
2015-05-12 05:00 | 9.8 | 8.8937 | 0.69876 | 0.41926
2015-05-12 06:00 | 7.4 | 6.7156 | 0.29181 | 0.17509
2015-05-12 07:00 | 8.5 | 7.7139 | 0.45043 | 0.27026
2015-05-12 08:00 | 8.7 | 7.8954 | 0.48412 | 0.29047
2015-05-12 09:00 | 8 | 7.2602 | 0.37288 | 0.22373
2015-05-12 10:00 | 9 | 8.1677 | 0.53765 | 0.32259
2015-05-12 11:00 | 8.6 | 7.8047 | 0.46708 | 0.28025
2015-05-12 12:00 | 8.8 | 7.9862 | 0.50156 | 0.30094
2015-05-12 13:00 | 7.4 | 6.7156 | 0.29181 | 0.17509
2015-05-12 14:00 | 7.2 | 6.5341 | 0.26753 | 0.16052
2015-05-12 15:00 | 5.5 | 4.9914 | 0.11045 | 0.066272
2015-05-12 16:00 | 8.8 | 7.9862 | 0.50156 | 0.30094
2015-05-12 17:00 | 7.3 | 6.6249 | 0.2795 | 0.1677
2015-05-12 18:00 | 6.9 | 6.2619 | 0.23356 | 0.14014
2015-05-12 19:00 | 7.5 | 6.8064 | 0.30445 | 0.18267
2015-05-12 20:00 | 6.3 | 5.7174 | 0.17398 | 0.10439
2015-05-12 21:00 | 7.4 | 6.7156 | 0.29181 | 0.17509
2015-05-12 22:00 | 8.2 | 7.4417 | 0.40277 | 0.24166
2015-05-12 23:00 | 8.8 | 7.9862 | 0.50156 | 0.30094
2015-05-13 | 9.4 | 8.5307 | 0.61478 | 0.36887
2015-05-13 01:00 | 8 | 7.2602 | 0.37288 | 0.22373
2015-05-13 02:00 | 7.2 | 6.5341 | 0.26753 | 0.16052
2015-05-13 03:00 | 6.8 | 6.1711 | 0.22287 | 0.13372
2015-05-13 04:00 | 7.5 | 6.8064 | 0.30445 | 0.18267
2015-05-13 05:00 | 6.5 | 5.8989 | 0.19265 | 0.11559
2015-05-13 06:00 | 7.2 | 6.5341 | 0.26753 | 0.16052
2015-05-13 07:00 | 5.2 | 4.7191 | 0.090889 | 0.054533
2015-05-13 08:00 | 5.1 | 4.6283 | 0.084847 | 0.050908
2015-05-13 09:00 | 4.8 | 4.3561 | 0.068098 | 0.040859
2015-05-13 10:00 | 5.7 | 5.1729 | 0.12474 | 0.074845
2015-05-13 11:00 | 8.2 | 7.4417 | 0.40277 | 0.24166
2015-05-13 12:00 | 7.8 | 7.0786 | 0.34445 | 0.20667
2015-05-13 13:00 | 7.4 | 6.7156 | 0.29181 | 0.17509
2015-05-13 14:00 | 8.4 | 7.6232 | 0.43416 | 0.2605
2015-05-13 15:00 | 8 | 7.2602 | 0.37288 | 0.22373
2015-05-13 16:00 | 8.7 | 7.8954 | 0.48412 | 0.29047
2015-05-13 17:00 | 6.2 | 5.6266 | 0.16509 | 0.099052
2015-05-13 18:00 | 7 | 6.3526 | 0.24456 | 0.14674
2015-05-13 19:00 | 5 | 4.5376 | 0.079038 | 0.047423
2015-05-13 20:00 | 5.5 | 4.9914 | 0.11045 | 0.066272
2015-05-13 21:00 | 5.4 | 4.9006 | 0.10369 | 0.062213
2015-05-13 22:00 | 5.1 | 4.6283 | 0.084847 | 0.050908
2015-05-13 23:00 | 4.5 | 4.0838 | 0.053317 | 0.03199
2015-05-14 | 5.3 | 4.8099 | 0.097168 | 0.058301
2015-05-14 01:00 | 5.7 | 5.1729 | 0.12474 | 0.074845
2015-05-14 02:00 | 5.3 | 4.8099 | 0.097168 | 0.058301
2015-05-14 03:00 | 5.3 | 4.8099 | 0.097168 | 0.058301
2015-05-14 04:00 | 5.6 | 5.0821 | 0.11747 | 0.070482
2015-05-14 05:00 | 5.4 | 4.9006 | 0.10369 | 0.062213
2015-05-14 06:00 | 5 | 4.5376 | 0.079038 | 0.047423
2015-05-14 07:00 | 5.6 | 5.0821 | 0.11747 | 0.070482
2015-05-14 08:00 | 6.1 | 5.5359 | 0.15647 | 0.093883
2015-05-14 09:00 | 5.7 | 5.1729 | 0.12474 | 0.074845
2015-05-14 10:00 | 5.5 | 4.9914 | 0.11045 | 0.066272
2015-05-14 11:00 | 5 | 4.5376 | 0.079038 | 0.047423
2015-05-14 12:00 | 4.3 | 3.9023 | 0.044496 | 0.026697
2015-05-14 13:00 | 2.7 | 2.4503 | 0 | 0
2015-05-14 14:00 | 3.1 | 2.8133 | 0.0067469 | 0.0040482
2015-05-14 15:00 | 3.3 | 2.9948 | 0.011414 | 0.0068481
2015-05-14 16:00 | 2.7 | 2.4503 | 0 | 0
2015-05-14 17:00 | 2.3 | 2.0873 | 0 | 0
2015-05-14 18:00 | 1.7 | 1.5428 | 0 | 0
2015-05-14 19:00 | 1.6 | 1.452 | 0 | 0
2015-05-14 20:00 | 1.2 | 1.089 | 0 | 0
2015-05-14 21:00 | 0.9 | 0.81677 | 0 | 0
2015-05-14 22:00 | 3.3 | 2.9948 | 0.011414 | 0.0068481
2015-05-14 23:00 | 2.8 | 2.5411 | 0.00079489 | 0.00047693
2015-05-15 | 3 | 2.7226 | 0.0046278 | 0.0027767
2015-05-15 01:00 | 2.3 | 2.0873 | 0 | 0
2015-05-15 02:00 | 2.2 | 1.9965 | 0 | 0
2015-05-15 03:00 | 3.4 | 3.0856 | 0.01397 | 0.008382
2015-05-15 04:00 | 2.3 | 2.0873 | 0 | 0
2015-05-15 05:00 | 2 | 1.815 | 0 | 0
2015-05-15 06:00 | 2.3 | 2.0873 | 0 | 0
2015-05-15 07:00 | 2 | 1.815 | 0 | 0
2015-05-15 08:00 | 2.2 | 1.9965 | 0 | 0
2015-05-15 09:00 | 1.3 | 1.1798 | 0 | 0
2015-05-15 10:00 | 0.3 | 0.27226 | 0 | 0
2015-05-15 11:00 | 1.4 | 1.2705 | 0 | 0
2015-05-15 12:00 | 0.7 | 0.63526 | 0 | 0
2015-05-15 13:00 | 1.2 | 1.089 | 0 | 0
2015-05-15 14:00 | 2.3 | 2.0873 | 0 | 0
2015-05-15 15:00 | 2.6 | 2.3595 | 0 | 0
2015-05-15 16:00 | 1.5 | 1.3613 | 0 | 0
2015-05-15 17:00 | 1.6 | 1.452 | 0 | 0
2015-05-15 18:00 | 2.3 | 2.0873 | 0 | 0
2015-05-15 19:00 | 1.5 | 1.3613 | 0 | 0
2015-05-15 20:00 | 0.4 | 0.36301 | 0 | 0
2015-05-15 21:00 | 0.6 | 0.54451 | 0 | 0
2015-05-15 22:00 | 0.3 | 0.27226 | 0 | 0
2015-05-15 23:00 | 2.1 | 1.9058 | 0 | 0
2015-05-16 | 2.5 | 2.2688 | 0 | 0
2015-05-16 01:00 | 2.1 | 1.9058 | 0 | 0
2015-05-16 02:00 | 1 | 0.90752 | 0 | 0
2015-05-16 03:00 | 1.4 | 1.2705 | 0 | 0
2015-05-16 04:00 | 2 | 1.815 | 0 | 0
2015-05-16 05:00 | 0.7 | 0.63526 | 0 | 0
2015-05-16 06:00 | 0.7 | 0.63526 | 0 | 0
2015-05-16 07:00 | 2.7 | 2.4503 | 0 | 0
2015-05-16 08:00 | 1.4 | 1.2705 | 0 | 0
2015-05-16 09:00 | 1 | 0.90752 | 0 | 0
2015-05-16 10:00 | 1.6 | 1.452 | 0 | 0
2015-05-16 11:00 | 2.8 | 2.5411 | 0.00079489 | 0.00047693
2015-05-16 12:00 | 3 | 2.7226 | 0.0046278 | 0.0027767
2015-05-16 13:00 | 5 | 4.5376 | 0.079038 | 0.047423
2015-05-16 14:00 | 5.2 | 4.7191 | 0.090889 | 0.054533
2015-05-16 15:00 | 5.6 | 5.0821 | 0.11747 | 0.070482
2015-05-16 16:00 | 5.2 | 4.7191 | 0.090889 | 0.054533
2015-05-16 17:00 | 4.5 | 4.0838 | 0.053317 | 0.03199
2015-05-16 18:00 | 4.4 | 3.9931 | 0.048806 | 0.029284
2015-05-16 19:00 | 5.7 | 5.1729 | 0.12474 | 0.074845
2015-05-16 20:00 | 5.4 | 4.9006 | 0.10369 | 0.062213
2015-05-16 21:00 | 6.1 | 5.5359 | 0.15647 | 0.093883
2015-05-16 22:00 | 5.4 | 4.9006 | 0.10369 | 0.062213
2015-05-16 23:00 | 5.9 | 5.3544 | 0.14007 | 0.084041
2015-05-17 | 5.9 | 5.3544 | 0.14007 | 0.084041
2015-05-17 01:00 | 6 | 5.4451 | 0.14813 | 0.08888
2015-05-17 02:00 | 7.7 | 6.9879 | 0.33077 | 0.19846
2015-05-17 03:00 | 8.5 | 7.7139 | 0.45043 | 0.27026
2015-05-17 04:00 | 7.9 | 7.1694 | 0.35849 | 0.21509
2015-05-17 05:00 | 5.7 | 5.1729 | 0.12474 | 0.074845
2015-05-17 06:00 | 5.5 | 4.9914 | 0.11045 | 0.066272
2015-05-17 07:00 | 5 | 4.5376 | 0.079038 | 0.047423
2015-05-17 08:00 | 4.4 | 3.9931 | 0.048806 | 0.029284
2015-05-17 09:00 | 5.2 | 4.7191 | 0.090889 | 0.054533
2015-05-17 10:00 | 4.7 | 4.2653 | 0.062959 | 0.037775
2015-05-17 11:00 | 5.2 | 4.7191 | 0.090889 | 0.054533
2015-05-17 12:00 | 3.5 | 3.1763 | 0.016681 | 0.010009
2015-05-17 13:00 | 1.6 | 1.452 | 0 | 0
2015-05-17 14:00 | 4.3 | 3.9023 | 0.044496 | 0.026697
2015-05-17 15:00 | 2.2 | 1.9965 | 0 | 0
2015-05-17 16:00 | 1.2 | 1.089 | 0 | 0
2015-05-17 17:00 | 0.8 | 0.72602 | 0 | 0
2015-05-17 18:00 | 1.2 | 1.089 | 0 | 0
2015-05-17 19:00 | 2 | 1.815 | 0 | 0
2015-05-17 20:00 | 1.4 | 1.2705 | 0 | 0
2015-05-17 21:00 | 1.7 | 1.5428 | 0 | 0
2015-05-17 22:00 | 1.4 | 1.2705 | 0 | 0
2015-05-17 23:00 | 1 | 0.90752 | 0 | 0
2015-05-18 | 1.2 | 1.089 | 0 | 0
2015-05-18 01:00 | 1.3 | 1.1798 | 0 | 0
2015-05-18 02:00 | 0.8 | 0.72602 | 0 | 0
2015-05-18 03:00 | 1.1 | 0.99827 | 0 | 0
2015-05-18 04:00 | 1.8 | 1.6335 | 0 | 0
2015-05-18 05:00 | 2.6 | 2.3595 | 0 | 0
2015-05-18 06:00 | 1.5 | 1.3613 | 0 | 0
2015-05-18 07:00 | 2.7 | 2.4503 | 0 | 0
2015-05-18 08:00 | 3.2 | 2.9041 | 0.0090073 | 0.0054044
2015-05-18 09:00 | 2.1 | 1.9058 | 0 | 0
2015-05-18 10:00 | 3.4 | 3.0856 | 0.01397 | 0.008382
2015-05-18 11:00 | 3.4 | 3.0856 | 0.01397 | 0.008382
2015-05-18 12:00 | 4.8 | 4.3561 | 0.068098 | 0.040859
2015-05-18 13:00 | 4.4 | 3.9931 | 0.048806 | 0.029284
2015-05-18 14:00 | 4.1 | 3.7208 | 0.036458 | 0.021875
2015-05-18 15:00 | 4.7 | 4.2653 | 0.062959 | 0.037775
2015-05-18 16:00 | 3.1 | 2.8133 | 0.0067469 | 0.0040482
2015-05-18 17:00 | 3.3 | 2.9948 | 0.011414 | 0.0068481
2015-05-18 18:00 | 3.4 | 3.0856 | 0.01397 | 0.008382
2015-05-18 19:00 | 4.1 | 3.7208 | 0.036458 | 0.021875
2015-05-18 20:00 | 4.2 | 3.8116 | 0.040381 | 0.024229
2015-05-18 21:00 | 4.8 | 4.3561 | 0.068098 | 0.040859
2015-05-18 22:00 | 3.8 | 3.4486 | 0.025791 | 0.015474
2015-05-18 23:00 | 3.9 | 3.5393 | 0.029167 | 0.0175
2015-05-19 | 4.1 | 3.7208 | 0.036458 | 0.021875
2015-05-19 01:00 | 2.9 | 2.6318 | 0.0026453 | 0.0015872
2015-05-19 02:00 | 3.7 | 3.3578 | 0.022587 | 0.013552
2015-05-19 03:00 | 3.1 | 2.8133 | 0.0067469 | 0.0040482
2015-05-19 04:00 | 2.4 | 2.178 | 0 | 0
2015-05-19 05:00 | 2.5 | 2.2688 | 0 | 0
2015-05-19 06:00 | 2.7 | 2.4503 | 0 | 0
2015-05-19 07:00 | 3.6 | 3.2671 | 0.019552 | 0.011731
2015-05-19 08:00 | 4 | 3.6301 | 0.032721 | 0.019633
2015-05-19 09:00 | 4 | 3.6301 | 0.032721 | 0.019633
2015-05-19 10:00 | 3.9 | 3.5393 | 0.029167 | 0.0175
2015-05-19 11:00 | 3.2 | 2.9041 | 0.0090073 | 0.0054044
2015-05-19 12:00 | 2.4 | 2.178 | 0 | 0
2015-05-19 13:00 | 2.7 | 2.4503 | 0 | 0
2015-05-19 14:00 | 4.1 | 3.7208 | 0.036458 | 0.021875
2015-05-19 15:00 | 3.2 | 2.9041 | 0.0090073 | 0.0054044
2015-05-19 16:00 | 4.1 | 3.7208 | 0.036458 | 0.021875
2015-05-19 17:00 | 3.9 | 3.5393 | 0.029167 | 0.0175
2015-05-19 18:00 | 3.6 | 3.2671 | 0.019552 | 0.011731
2015-05-19 19:00 | 3.6 | 3.2671 | 0.019552 | 0.011731
2015-05-19 20:00 | 4 | 3.6301 | 0.032721 | 0.019633
2015-05-19 21:00 | 4.6 | 4.1746 | 0.058033 | 0.03482
2015-05-19 22:00 | 4.2 | 3.8116 | 0.040381 | 0.024229
2015-05-19 23:00 | 4.4 | 3.9931 | 0.048806 | 0.029284
2015-05-20 | 4.6 | 4.1746 | 0.058033 | 0.03482
2015-05-20 01:00 | 3.6 | 3.2671 | 0.019552 | 0.011731
2015-05-20 02:00 | 3.7 | 3.3578 | 0.022587 | 0.013552
2015-05-20 03:00 | 3.4 | 3.0856 | 0.01397 | 0.008382
2015-05-20 04:00 | 3.8 | 3.4486 | 0.025791 | 0.015474
2015-05-20 05:00 | 6 | 5.4451 | 0.14813 | 0.08888
2015-05-20 06:00 | 6 | 5.4451 | 0.14813 | 0.08888
2015-05-20 07:00 | 6.8 | 6.1711 | 0.22287 | 0.13372
2015-05-20 08:00 | 5 | 4.5376 | 0.079038 | 0.047423
2015-05-20 09:00 | 6.6 | 5.9896 | 0.20242 | 0.12145
2015-05-20 10:00 | 7 | 6.3526 | 0.24456 | 0.14674
2015-05-20 11:00 | 7.4 | 6.7156 | 0.29181 | 0.17509
2015-05-20 12:00 | 7.9 | 7.1694 | 0.35849 | 0.21509
2015-05-20 13:00 | 8.5 | 7.7139 | 0.45043 | 0.27026
2015-05-20 14:00 | 7.7 | 6.9879 | 0.33077 | 0.19846
2015-05-20 15:00 | 6.4 | 5.8081 | 0.18317 | 0.1099
2015-05-20 16:00 | 6.5 | 5.8989 | 0.19265 | 0.11559
2015-05-20 17:00 | 6.4 | 5.8081 | 0.18317 | 0.1099
2015-05-20 18:00 | 5.1 | 4.6283 | 0.084847 | 0.050908
2015-05-20 19:00 | 6.7 | 6.0804 | 0.21249 | 0.1275
2015-05-20 20:00 | 7.1 | 6.4434 | 0.25588 | 0.15353
2015-05-20 21:00 | 7.2 | 6.5341 | 0.26753 | 0.16052
2015-05-20 22:00 | 5.6 | 5.0821 | 0.11747 | 0.070482
2015-05-20 23:00 | 5.4 | 4.9006 | 0.10369 | 0.062213
2015-05-21 | 4.8 | 4.3561 | 0.068098 | 0.040859
2015-05-21 01:00 | 5.4 | 4.9006 | 0.10369 | 0.062213
2015-05-21 02:00 | 5.6 | 5.0821 | 0.11747 | 0.070482
2015-05-21 03:00 | 3.5 | 3.1763 | 0.016681 | 0.010009
2015-05-21 04:00 | 2.5 | 2.2688 | 0 | 0
2015-05-21 05:00 | 1.3 | 1.1798 | 0 | 0
2015-05-21 06:00 | 0.4 | 0.36301 | 0 | 0
2015-05-21 07:00 | 0.6 | 0.54451 | 0 | 0
2015-05-21 08:00 | 2 | 1.815 | 0 | 0
2015-05-21 09:00 | 1.8 | 1.6335 | 0 | 0
2015-05-21 10:00 | 1.4 | 1.2705 | 0 | 0
2015-05-21 11:00 | 0.9 | 0.81677 | 0 | 0
2015-05-21 12:00 | 1.5 | 1.3613 | 0 | 0
2015-05-21 13:00 | 0.8 | 0.72602 | 0 | 0
2015-05-21 14:00 | 1.3 | 1.1798 | 0 | 0
2015-05-21 15:00 | 1.4 | 1.2705 | 0 | 0
2015-05-21 16:00 | 1.6 | 1.452 | 0 | 0
2015-05-21 17:00 | 8 | 7.2602 | 0.37288 | 0.22373
2015-05-21 18:00 | 7 | 6.3526 | 0.24456 | 0.14674
2015-05-21 19:00 | 6.3 | 5.7174 | 0.17398 | 0.10439
2015-05-21 20:00 | 5.7 | 5.1729 | 0.12474 | 0.074845
2015-05-21 21:00 | 5.7 | 5.1729 | 0.12474 | 0.074845
2015-05-21 22:00 | 4.8 | 4.3561 | 0.068098 | 0.040859
2015-05-21 23:00 | 1.4 | 1.2705 | 0 | 0
2015-05-22 | 2.3 | 2.0873 | 0 | 0
2015-05-22 01:00 | 6.4 | 5.8081 | 0.18317 | 0.1099
2015-05-22 02:00 | 9.2 | 8.3492 | 0.57538 | 0.34523
2015-05-22 03:00 | 9.4 | 8.5307 | 0.61478 | 0.36887
2015-05-22 04:00 | 8.5 | 7.7139 | 0.45043 | 0.27026
2015-05-22 05:00 | 7.5 | 6.8064 | 0.30445 | 0.18267
2015-05-22 06:00 | 8.6 | 7.8047 | 0.46708 | 0.28025
2015-05-22 07:00 | 5.6 | 5.0821 | 0.11747 | 0.070482
2015-05-22 08:00 | 4.8 | 4.3561 | 0.068098 | 0.040859
2015-05-22 09:00 | 4.4 | 3.9931 | 0.048806 | 0.029284
2015-05-22 10:00 | 5.1 | 4.6283 | 0.084847 | 0.050908
2015-05-22 11:00 | 4.6 | 4.1746 | 0.058033 | 0.03482
2015-05-22 12:00 | 4.3 | 3.9023 | 0.044496 | 0.026697
2015-05-22 13:00 | 2.9 | 2.6318 | 0.0026453 | 0.0015872
2015-05-22 14:00 | 3.6 | 3.2671 | 0.019552 | 0.011731
2015-05-22 15:00 | 3.5 | 3.1763 | 0.016681 | 0.010009
2015-05-22 16:00 | 3.6 | 3.2671 | 0.019552 | 0.011731
2015-05-22 17:00 | 3.7 | 3.3578 | 0.022587 | 0.013552
2015-05-22 18:00 | 0.8 | 0.72602 | 0 | 0
2015-05-22 19:00 | 3.2 | 2.9041 | 0.0090073 | 0.0054044
2015-05-22 20:00 | 0.8 | 0.72602 | 0 | 0
2015-05-22 21:00 | 0.7 | 0.63526 | 0 | 0
2015-05-22 22:00 | 2.5 | 2.2688 | 0 | 0
2015-05-22 23:00 | 2.3 | 2.0873 | 0 | 0
2015-05-23 | 1.4 | 1.2705 | 0 | 0
2015-05-23 01:00 | 1.5 | 1.3613 | 0 | 0
2015-05-23 02:00 | 0.7 | 0.63526 | 0 | 0
2015-05-23 03:00 | 3.3 | 2.9948 | 0.011414 | 0.0068481
2015-05-23 04:00 | 0.7 | 0.63526 | 0 | 0
2015-05-23 05:00 | 1.8 | 1.6335 | 0 | 0
2015-05-23 06:00 | 3.1 | 2.8133 | 0.0067469 | 0.0040482
2015-05-23 07:00 | 3.8 | 3.4486 | 0.025791 | 0.015474
2015-05-23 08:00 | 5.6 | 5.0821 | 0.11747 | 0.070482
2015-05-23 09:00 | 5.1 | 4.6283 | 0.084847 | 0.050908
2015-05-23 10:00 | 5.5 | 4.9914 | 0.11045 | 0.066272
2015-05-23 11:00 | 5.5 | 4.9914 | 0.11045 | 0.066272
2015-05-23 12:00 | 6 | 5.4451 | 0.14813 | 0.08888
2015-05-23 13:00 | 5.4 | 4.9006 | 0.10369 | 0.062213
2015-05-23 14:00 | 5.3 | 4.8099 | 0.097168 | 0.058301
2015-05-23 15:00 | 4.1 | 3.7208 | 0.036458 | 0.021875
2015-05-23 16:00 | 4 | 3.6301 | 0.032721 | 0.019633
2015-05-23 17:00 | 4.9 | 4.4468 | 0.073457 | 0.044074
2015-05-23 18:00 | 5.1 | 4.6283 | 0.084847 | 0.050908
2015-05-23 19:00 | 5 | 4.5376 | 0.079038 | 0.047423
2015-05-23 20:00 | 5.5 | 4.9914 | 0.11045 | 0.066272
2015-05-23 21:00 | 4.8 | 4.3561 | 0.068098 | 0.040859
2015-05-23 22:00 | 4.2 | 3.8116 | 0.040381 | 0.024229
2015-05-23 23:00 | 3 | 2.7226 | 0.0046278 | 0.0027767
2015-05-24 | 3.1 | 2.8133 | 0.0067469 | 0.0040482
2015-05-24 01:00 | 3.2 | 2.9041 | 0.0090073 | 0.0054044
2015-05-24 02:00 | 2.9 | 2.6318 | 0.0026453 | 0.0015872
2015-05-24 03:00 | 3.2 | 2.9041 | 0.0090073 | 0.0054044
2015-05-24 04:00 | 4 | 3.6301 | 0.032721 | 0.019633
2015-05-24 05:00 | 4.2 | 3.8116 | 0.040381 | 0.024229
2015-05-24 06:00 | 4.2 | 3.8116 | 0.040381 | 0.024229
2015-05-24 07:00 | 4.5 | 4.0838 | 0.053317 | 0.03199
2015-05-24 08:00 | 4.7 | 4.2653 | 0.062959 | 0.037775
2015-05-24 09:00 | 4 | 3.6301 | 0.032721 | 0.019633
2015-05-24 10:00 | 5.8 | 5.2636 | 0.13227 | 0.079364
2015-05-24 11:00 | 6.1 | 5.5359 | 0.15647 | 0.093883
2015-05-24 12:00 | 5.1 | 4.6283 | 0.084847 | 0.050908
2015-05-24 13:00 | 4.6 | 4.1746 | 0.058033 | 0.03482
2015-05-24 14:00 | 4.6 | 4.1746 | 0.058033 | 0.03482
2015-05-24 15:00 | 2.8 | 2.5411 | 0.00079489 | 0.00047693
2015-05-24 16:00 | 3.3 | 2.9948 | 0.011414 | 0.0068481
2015-05-24 17:00 | 1.8 | 1.6335 | 0 | 0
2015-05-24 18:00 | 1.4 | 1.2705 | 0 | 0
2015-05-24 19:00 | 1.7 | 1.5428 | 0 | 0
2015-05-24 20:00 | 1.6667 | 1.5125 | 0 | 0
2015-05-24 21:00 | 1.6333 | 1.4823 | 0 | 0
2015-05-24 22:00 | 1.6 | 1.452 | 0 | 0
2015-05-24 23:00 | 1.6 | 1.452 | 0 | 0
2015-05-25 | 1.6 | 1.452 | 0 | 0
2015-05-25 01:00 | 1.6 | 1.452 | 0 | 0
2015-05-25 02:00 | 1.8 | 1.6335 | 0 | 0
2015-05-25 03:00 | 2 | 1.815 | 0 | 0
2015-05-25 04:00 | 2.2 | 1.9965 | 0 | 0
2015-05-25 05:00 | 1.1 | 0.99827 | 0 | 0
2015-05-25 06:00 | 2.2 | 1.9965 | 0 | 0
2015-05-25 07:00 | 2.5 | 2.2688 | 0 | 0
2015-05-25 08:00 | 2.5 | 2.2688 | 0 | 0
2015-05-25 09:00 | 2.5 | 2.2688 | 0 | 0
2015-05-25 10:00 | 2.5 | 2.2688 | 0 | 0
2015-05-25 11:00 | 2.5 | 2.2688 | 0 | 0
2015-05-25 12:00 | 2.4 | 2.178 | 0 | 0
2015-05-25 13:00 | 2.5 | 2.2688 | 0 | 0
2015-05-25 14:00 | 1.7 | 1.5428 | 0 | 0
2015-05-25 15:00 | 1.6 | 1.452 | 0 | 0
2015-05-25 16:00 | 1.1 | 0.99827 | 0 | 0
2015-05-25 17:00 | 2 | 1.815 | 0 | 0
2015-05-25 18:00 | 2.4 | 2.178 | 0 | 0
2015-05-25 19:00 | 2.7 | 2.4503 | 0 | 0
2015-05-25 20:00 | 3 | 2.7226 | 0.0046278 | 0.0027767
2015-05-25 21:00 | 3.05 | 2.7679 | 0.00567 | 0.003402
2015-05-25 22:00 | 3.1 | 2.8133 | 0.0067469 | 0.0040482
2015-05-25 23:00 | 2.65 | 2.4049 | 0 | 0
2015-05-26 | 2.2 | 1.9965 | 0 | 0
2015-05-26 01:00 | 1.4 | 1.2705 | 0 | 0
2015-05-26 02:00 | 1.9333 | 1.7545 | 0 | 0
2015-05-26 03:00 | 2.4667 | 2.2385 | 0 | 0
2015-05-26 04:00 | 3 | 2.7226 | 0.0046278 | 0.0027767
2015-05-26 05:00 | 2.6 | 2.3595 | 0 | 0
2015-05-26 06:00 | 3.2 | 2.9041 | 0.0090073 | 0.0054044
2015-05-26 07:00 | 3.5 | 3.1763 | 0.016681 | 0.010009
2015-05-26 08:00 | 3.8 | 3.4486 | 0.025791 | 0.015474
2015-05-26 09:00 | 2.7 | 2.4503 | 0 | 0
2015-05-26 10:00 | 2.4 | 2.178 | 0 | 0
2015-05-26 11:00 | 2.7 | 2.4503 | 0 | 0
2015-05-26 12:00 | 2.1 | 1.9058 | 0 | 0
2015-05-26 13:00 | 2.6 | 2.3595 | 0 | 0
2015-05-26 14:00 | 2.7 | 2.4503 | 0 | 0
2015-05-26 15:00 | 2.3 | 2.0873 | 0 | 0
2015-05-26 16:00 | 2.1 | 1.9058 | 0 | 0
2015-05-26 17:00 | 1.7 | 1.5428 | 0 | 0
2015-05-26 18:00 | 2.3 | 2.0873 | 0 | 0
2015-05-26 19:00 | 1.6 | 1.452 | 0 | 0
2015-05-26 20:00 | 1.2 | 1.089 | 0 | 0
2015-05-26 21:00 | 0.6 | 0.54451 | 0 | 0
2015-05-26 22:00 | 3.7 | 3.3578 | 0.022587 | 0.013552
2015-05-26 23:00 | 5.9 | 5.3544 | 0.14007 | 0.084041
2015-05-27 | 6.1 | 5.5359 | 0.15647 | 0.093883
2015-05-27 01:00 | 6.3 | 5.7174 | 0.17398 | 0.10439
2015-05-27 02:00 | 7.3 | 6.6249 | 0.2795 | 0.1677
2015-05-27 03:00 | 7.6 | 6.8971 | 0.31744 | 0.19046
2015-05-27 04:00 | 7.5 | 6.8064 | 0.30445 | 0.18267
2015-05-27 05:00 | 7.4 | 6.7156 | 0.29181 | 0.17509
2015-05-27 06:00 | 8.1 | 7.3509 | 0.38764 | 0.23259
2015-05-27 07:00 | 8.9 | 8.0769 | 0.5194 | 0.31164
2015-05-27 08:00 | 8.9 | 8.0769 | 0.5194 | 0.31164
2015-05-27 09:00 | 8.4 | 7.6232 | 0.43416 | 0.2605
2015-05-27 10:00 | 8.6 | 7.8047 | 0.46708 | 0.28025
2015-05-27 11:00 | 7.8 | 7.0786 | 0.34445 | 0.20667
2015-05-27 12:00 | 7.5 | 6.8064 | 0.30445 | 0.18267
2015-05-27 13:00 | 6.9 | 6.2619 | 0.23356 | 0.14014
2015-05-27 14:00 | 6.8 | 6.1711 | 0.22287 | 0.13372
2015-05-27 15:00 | 6.7 | 6.0804 | 0.21249 | 0.1275
2015-05-27 16:00 | 7 | 6.3526 | 0.24456 | 0.14674
2015-05-27 17:00 | 8.2 | 7.4417 | 0.40277 | 0.24166
2015-05-27 18:00 | 7 | 6.3526 | 0.24456 | 0.14674
2015-05-27 19:00 | 4.2 | 3.8116 | 0.040381 | 0.024229
2015-05-27 20:00 | 4.5 | 4.0838 | 0.053317 | 0.03199
2015-05-27 21:00 | 4.7 | 4.2653 | 0.062959 | 0.037775
2015-05-27 22:00 | 3.6 | 3.2671 | 0.019552 | 0.011731
2015-05-27 23:00 | 3.7 | 3.3578 | 0.022587 | 0.013552
2015-05-28 | 3.8 | 3.4486 | 0.025791 | 0.015474
2015-05-28 01:00 | 3.9 | 3.5393 | 0.029167 | 0.0175
2015-05-28 02:00 | 4 | 3.6301 | 0.032721 | 0.019633
2015-05-28 03:00 | 4 | 3.6301 | 0.032721 | 0.019633
2015-05-28 04:00 | 3.8 | 3.4486 | 0.025791 | 0.015474
2015-05-28 05:00 | 3.7 | 3.3578 | 0.022587 | 0.013552
2015-05-28 06:00 | 4.25 | 3.857 | 0.042414 | 0.025449
2015-05-28 07:00 | 4.8 | 4.3561 | 0.068098 | 0.040859
2015-05-28 08:00 | 4.9 | 4.4468 | 0.073457 | 0.044074
2015-05-28 09:00 | 6.5 | 5.8989 | 0.19265 | 0.11559
2015-05-28 10:00 | 6.8 | 6.1711 | 0.22287 | 0.13372
2015-05-28 11:00 | 6.9 | 6.2619 | 0.23356 | 0.14014
2015-05-28 12:00 | 8.1 | 7.3509 | 0.38764 | 0.23259
2015-05-28 13:00 | 7 | 6.3526 | 0.24456 | 0.14674
2015-05-28 14:00 | 8.2 | 7.4417 | 0.40277 | 0.24166
2015-05-28 15:00 | 7.9 | 7.1694 | 0.35849 | 0.21509
2015-05-28 16:00 | 7.4 | 6.7156 | 0.29181 | 0.17509
2015-05-28 17:00 | 6.3 | 5.7174 | 0.17398 | 0.10439
2015-05-28 18:00 | 6.6 | 5.9896 | 0.20242 | 0.12145
2015-05-28 19:00 | 7.4 | 6.7156 | 0.29181 | 0.17509
2015-05-28 20:00 | 8.2 | 7.4417 | 0.40277 | 0.24166
2015-05-28 21:00 | 9.9 | 8.9844 | 0.72086 | 0.43252
2015-05-28 22:00 | 8.9 | 8.0769 | 0.5194 | 0.31164
2015-05-28 23:00 | 8.6 | 7.8047 | 0.46708 | 0.28025
2015-05-29 | 8.5 | 7.7139 | 0.45043 | 0.27026
2015-05-29 01:00 | 7.2 | 6.5341 | 0.26753 | 0.16052
2015-05-29 02:00 | 8.6 | 7.8047 | 0.46708 | 0.28025
2015-05-29 03:00 | 8.5 | 7.7139 | 0.45043 | 0.27026
2015-05-29 04:00 | 7.3 | 6.6249 | 0.2795 | 0.1677
2015-05-29 05:00 | 9.1 | 8.2584 | 0.5563 | 0.33378
2015-05-29 06:00 | 8.2 | 7.4417 | 0.40277 | 0.24166
2015-05-29 07:00 | 8.8 | 7.9862 | 0.50156 | 0.30094
2015-05-29 08:00 | 10.3 | 9.3474 | 0.81382 | 0.48829
2015-05-29 09:00 | 10.4 | 9.4382 | 0.83822 | 0.50293
2015-05-29 10:00 | 9.7 | 8.8029 | 0.67711 | 0.40627
2015-05-29 11:00 | 9 | 8.1677 | 0.53765 | 0.32259
2015-05-29 12:00 | 8.7 | 7.8954 | 0.48412 | 0.29047
2015-05-29 13:00 | 7.7 | 6.9879 | 0.33077 | 0.19846
2015-05-29 14:00 | 6.7 | 6.0804 | 0.21249 | 0.1275
2015-05-29 15:00 | 5.9 | 5.3544 | 0.14007 | 0.084041
2015-05-29 16:00 | 7.2 | 6.5341 | 0.26753 | 0.16052
2015-05-29 17:00 | 6.9 | 6.2619 | 0.23356 | 0.14014
2015-05-29 18:00 | 5.9 | 5.3544 | 0.14007 | 0.084041
2015-05-29 19:00 | 5.5 | 4.9914 | 0.11045 | 0.066272
2015-05-29 20:00 | 6.8 | 6.1711 | 0.22287 | 0.13372
2015-05-29 21:00 | 5.3 | 4.8099 | 0.097168 | 0.058301
2015-05-29 22:00 | 6.7 | 6.0804 | 0.21249 | 0.1275
2015-05-29 23:00 | 6.5 | 5.8989 | 0.19265 | 0.11559
2015-05-30 | 5.8 | 5.2636 | 0.13227 | 0.079364
2015-05-30 01:00 | 4.3 | 3.9023 | 0.044496 | 0.026697
2015-05-30 02:00 | 2.8 | 2.5411 | 0.00079489 | 0.00047693
2015-05-30 03:00 | 1.3 | 1.1798 | 0 | 0
2015-05-30 04:00 | 3.7 | 3.3578 | 0.022587 | 0.013552
2015-05-30 05:00 | 5.4 | 4.9006 | 0.10369 | 0.062213
2015-05-30 06:00 | 4.9 | 4.4468 | 0.073457 | 0.044074
2015-05-30 07:00 | 5.5 | 4.9914 | 0.11045 | 0.066272
2015-05-30 08:00 | 4.7 | 4.2653 | 0.062959 | 0.037775
2015-05-30 09:00 | 3.9 | 3.5393 | 0.029167 | 0.0175
2015-05-30 10:00 | 4.3 | 3.9023 | 0.044496 | 0.026697
2015-05-30 11:00 | 3.2 | 2.9041 | 0.0090073 | 0.0054044
2015-05-30 12:00 | 2.5333 | 2.299 | 0 | 0
2015-05-30 13:00 | 1.8667 | 1.694 | 0 | 0
2015-05-30 14:00 | 1.2 | 1.089 | 0 | 0
2015-05-30 15:00 | 0.9 | 0.81677 | 0 | 0
2015-05-30 16:00 | 1.3333 | 1.21 | 0 | 0
2015-05-30 17:00 | 1.7667 | 1.6033 | 0 | 0
2015-05-30 18:00 | 2.2 | 1.9965 | 0 | 0
2015-05-30 19:00 | 2.1 | 1.9058 | 0 | 0
2015-05-30 20:00 | 1.2 | 1.089 | 0 | 0
2015-05-30 21:00 | 1.15 | 1.0436 | 0 | 0
2015-05-30 22:00 | 1.1 | 0.99827 | 0 | 0
2015-05-30 23:00 | 1.5 | 1.3613 | 0 | 0
2015-05-31 | 1.9 | 1.7243 | 0 | 0
2015-05-31 01:00 | 2.2667 | 2.057 | 0 | 0
2015-05-31 02:00 | 2.6333 | 2.3898 | 0 | 0
2015-05-31 03:00 | 3 | 2.7226 | 0.0046278 | 0.0027767
2015-05-31 04:00 | 2.9 | 2.6318 | 0.0026453 | 0.0015872
2015-05-31 05:00 | 1.6 | 1.452 | 0 | 0
2015-05-31 06:00 | 2.35 | 2.1327 | 0 | 0
2015-05-31 07:00 | 3.1 | 2.8133 | 0.0067469 | 0.0040482
2015-05-31 08:00 | 2.75 | 2.4957 | 0 | 0
2015-05-31 09:00 | 2.4 | 2.178 | 0 | 0
2015-05-31 10:00 | 2.2 | 1.9965 | 0 | 0
2015-05-31 11:00 | 2.4 | 2.178 | 0 | 0
2015-05-31 12:00 | 1.6 | 1.452 | 0 | 0
2015-05-31 13:00 | 1.6 | 1.452 | 0 | 0
2015-05-31 14:00 | 1.45 | 1.3159 | 0 | 0
2015-05-31 15:00 | 1.3 | 1.1798 | 0 | 0
2015-05-31 16:00 | 1.8 | 1.6335 | 0 | 0
2015-05-31 17:00 | 1.1 | 0.99827 | 0 | 0
2015-05-31 18:00 | 0.8 | 0.72602 | 0 | 0
2015-05-31 19:00 | 0.4 | 0.36301 | 0 | 0
2015-05-31 20:00 | 1.2 | 1.089 | 0 | 0
2015-05-31 21:00 | 1.3 | 1.1798 | 0 | 0
2015-05-31 22:00 | 0.85 | 0.77139 | 0 | 0
2015-05-31 23:00 | 0.4 | 0.36301 | 0 | 0
2015-06-01 | 1.3 | 1.1798 | 0 | 0
2015-06-01 01:00 | 2.2 | 1.9965 | 0 | 0
2015-06-01 02:00 | 0.8 | 0.72602 | 0 | 0
2015-06-01 03:00 | 5.4 | 4.9006 | 0.10369 | 0.062213
2015-06-01 04:00 | 1.7 | 1.5428 | 0 | 0
2015-06-01 05:00 | 6.1 | 5.5359 | 0.15647 | 0.093883
2015-06-01 06:00 | 6.6 | 5.9896 | 0.20242 | 0.12145
2015-06-01 07:00 | 7 | 6.3526 | 0.24456 | 0.14674
2015-06-01 08:00 | 7.3 | 6.6249 | 0.2795 | 0.1677
2015-06-01 09:00 | 7.3 | 6.6249 | 0.2795 | 0.1677
2015-06-01 10:00 | 7.5 | 6.8064 | 0.30445 | 0.18267
2015-06-01 11:00 | 7.6 | 6.8971 | 0.31744 | 0.19046
2015-06-01 12:00 | 8.1 | 7.3509 | 0.38764 | 0.23259
2015-06-01 13:00 | 8 | 7.2602 | 0.37288 | 0.22373
2015-06-01 14:00 | 7.9 | 7.1694 | 0.35849 | 0.21509
2015-06-01 15:00 | 8.7 | 7.8954 | 0.48412 | 0.29047
2015-06-01 16:00 | 8.4 | 7.6232 | 0.43416 | 0.2605
2015-06-01 17:00 | 8.6 | 7.8047 | 0.46708 | 0.28025
2015-06-01 18:00 | 7.4 | 6.7156 | 0.29181 | 0.17509
2015-06-01 19:00 | 5 | 4.5376 | 0.079038 | 0.047423
2015-06-01 20:00 | 7.2 | 6.5341 | 0.26753 | 0.16052
2015-06-01 21:00 | 8.1 | 7.3509 | 0.38764 | 0.23259
2015-06-01 22:00 | 8.6 | 7.8047 | 0.46708 | 0.28025
2015-06-01 23:00 | 8.2 | 7.4417 | 0.40277 | 0.24166
2015-06-02 | 8.2 | 7.4417 | 0.40277 | 0.24166
2015-06-02 01:00 | 7.6 | 6.8971 | 0.31744 | 0.19046
2015-06-02 02:00 | 9.1 | 8.2584 | 0.5563 | 0.33378
2015-06-02 03:00 | 5.9 | 5.3544 | 0.14007 | 0.084041
2015-06-02 04:00 | 3 | 2.7226 | 0.0046278 | 0.0027767
2015-06-02 05:00 | 4.8 | 4.3561 | 0.068098 | 0.040859
2015-06-02 06:00 | 6.4 | 5.8081 | 0.18317 | 0.1099
2015-06-02 07:00 | 5.5 | 4.9914 | 0.11045 | 0.066272
2015-06-02 08:00 | 5.4 | 4.9006 | 0.10369 | 0.062213
2015-06-02 09:00 | 4.2 | 3.8116 | 0.040381 | 0.024229
2015-06-02 10:00 | 8.6 | 7.8047 | 0.46708 | 0.28025
2015-06-02 11:00 | 10 | 9.0752 | 0.74342 | 0.44605
2015-06-02 12:00 | 12 | 10.8902 | 1 | 0.6
2015-06-02 13:00 | 9.7 | 8.8029 | 0.67711 | 0.40627
2015-06-02 14:00 | 7.9 | 7.1694 | 0.35849 | 0.21509
2015-06-02 15:00 | 7.4 | 6.7156 | 0.29181 | 0.17509
2015-06-02 16:00 | 7.5 | 6.8064 | 0.30445 | 0.18267
2015-06-02 17:00 | 6.7 | 6.0804 | 0.21249 | 0.1275
2015-06-02 18:00 | 5.9 | 5.3544 | 0.14007 | 0.084041
2015-06-02 19:00 | 5.2 | 4.7191 | 0.090889 | 0.054533
2015-06-02 20:00 | 5.5 | 4.9914 | 0.11045 | 0.066272
2015-06-02 21:00 | 5.2 | 4.7191 | 0.090889 | 0.054533
2015-06-02 22:00 | 4.2 | 3.8116 | 0.040381 | 0.024229
2015-06-02 23:00 | 5.6 | 5.0821 | 0.11747 | 0.070482
2015-06-03 | 4.7 | 4.2653 | 0.062959 | 0.037775
2015-06-03 01:00 | 3.4 | 3.0856 | 0.01397 | 0.008382
2015-06-03 02:00 | 4.5 | 4.0838 | 0.053317 | 0.03199
2015-06-03 03:00 | 4.1 | 3.7208 | 0.036458 | 0.021875
2015-06-03 04:00 | 2.3 | 2.0873 | 0 | 0
2015-06-03 05:00 | 1.9 | 1.7243 | 0 | 0
2015-06-03 06:00 | 1.7 | 1.5428 | 0 | 0
2015-06-03 07:00 | 1.8 | 1.6335 | 0 | 0
2015-06-03 08:00 | 0.6 | 0.54451 | 0 | 0
2015-06-03 09:00 | 2.3 | 2.0873 | 0 | 0
2015-06-03 10:00 | 2.3 | 2.0873 | 0 | 0
2015-06-03 11:00 | 1.4 | 1.2705 | 0 | 0
2015-06-03 12:00 | 1.4 | 1.2705 | 0 | 0
2015-06-03 13:00 | 0.7 | 0.63526 | 0 | 0
2015-06-03 14:00 | 1.6 | 1.452 | 0 | 0
2015-06-03 15:00 | 1.3 | 1.1798 | 0 | 0
2015-06-03 16:00 | 1.1 | 0.99827 | 0 | 0
2015-06-03 17:00 | 0.7 | 0.63526 | 0 | 0
2015-06-03 18:00 | 1.5 | 1.3613 | 0 | 0
2015-06-03 19:00 | 1.3 | 1.1798 | 0 | 0
2015-06-03 20:00 | 2.6 | 2.3595 | 0 | 0
2015-06-03 21:00 | 4 | 3.6301 | 0.032721 | 0.019633
2015-06-03 22:00 | 1.5 | 1.3613 | 0 | 0
2015-06-03 23:00 | 2.3 | 2.0873 | 0 | 0
2015-06-04 | 2.5 | 2.2688 | 0 | 0
2015-06-04 01:00 | 3.2 | 2.9041 | 0.0090073 | 0.0054044
2015-06-04 02:00 | 2.8 | 2.5411 | 0.00079489 | 0.00047693
2015-06-04 03:00 | 2.7 | 2.4503 | 0 | 0
2015-06-04 04:00 | 3.1 | 2.8133 | 0.0067469 | 0.0040482
2015-06-04 05:00 | 2.3 | 2.0873 | 0 | 0
2015-06-04 06:00 | 2.2 | 1.9965 | 0 | 0
2015-06-04 07:00 | 2.4 | 2.178 | 0 | 0
2015-06-04 08:00 | 2 | 1.815 | 0 | 0
2015-06-04 09:00 | 2 | 1.815 | 0 | 0
2015-06-04 10:00 | 3.4 | 3.0856 | 0.01397 | 0.008382
2015-06-04 11:00 | 2.8 | 2.5411 | 0.00079489 | 0.00047693
2015-06-04 12:00 | 1.9 | 1.7243 | 0 | 0
2015-06-04 13:00 | 1.4 | 1.2705 | 0 | 0
2015-06-04 14:00 | 2.4 | 2.178 | 0 | 0
2015-06-04 15:00 | 1.3 | 1.1798 | 0 | 0
2015-06-04 16:00 | 1.5 | 1.3613 | 0 | 0
2015-06-04 17:00 | 1.8 | 1.6335 | 0 | 0
2015-06-04 18:00 | 1.4 | 1.2705 | 0 | 0
2015-06-04 19:00 | 1 | 0.90752 | 0 | 0
2015-06-04 20:00 | 2.1 | 1.9058 | 0 | 0
2015-06-04 21:00 | 2.2 | 1.9965 | 0 | 0
2015-06-04 22:00 | 3.5 | 3.1763 | 0.016681 | 0.010009
2015-06-04 23:00 | 2.9 | 2.6318 | 0.0026453 | 0.0015872
2015-06-05 | 3.9 | 3.5393 | 0.029167 | 0.0175
2015-06-05 01:00 | 3.8 | 3.4486 | 0.025791 | 0.015474
2015-06-05 02:00 | 2.1 | 1.9058 | 0 | 0
2015-06-05 03:00 | 2.2 | 1.9965 | 0 | 0
2015-06-05 04:00 | 1.3 | 1.1798 | 0 | 0
2015-06-05 05:00 | 2.3 | 2.0873 | 0 | 0
2015-06-05 06:00 | 2 | 1.815 | 0 | 0
2015-06-05 07:00 | 1.3 | 1.1798 | 0 | 0
2015-06-05 08:00 | 0.7 | 0.63526 | 0 | 0
2015-06-05 09:00 | 0.8 | 0.72602 | 0 | 0
2015-06-05 10:00 | 1.3 | 1.1798 | 0 | 0
2015-06-05 11:00 | 1.4 | 1.2705 | 0 | 0
2015-06-05 12:00 | 0.8 | 0.72602 | 0 | 0
2015-06-05 13:00 | 1.8 | 1.6335 | 0 | 0
2015-06-05 14:00 | 2.5 | 2.2688 | 0 | 0
2015-06-05 15:00 | 1.3 | 1.1798 | 0 | 0
2015-06-05 16:00 | 1.3 | 1.1798 | 0 | 0
2015-06-05 17:00 | 2.5 | 2.2688 | 0 | 0
2015-06-05 18:00 | 2.7 | 2.4503 | 0 | 0
2015-06-05 19:00 | 2.1 | 1.9058 | 0 | 0
2015-06-05 20:00 | 2.6 | 2.3595 | 0 | 0
2015-06-05 21:00 | 1.4 | 1.2705 | 0 | 0
2015-06-05 22:00 | 1.6 | 1.452 | 0 | 0
2015-06-05 23:00 | 1 | 0.90752 | 0 | 0
2015-06-06 | 1.3 | 1.1798 | 0 | 0
2015-06-06 01:00 | 2.5 | 2.2688 | 0 | 0
2015-06-06 02:00 | 2.4 | 2.178 | 0 | 0
2015-06-06 03:00 | 3.1 | 2.8133 | 0.0067469 | 0.0040482
2015-06-06 04:00 | 2.1 | 1.9058 | 0 | 0
2015-06-06 05:00 | 3.8 | 3.4486 | 0.025791 | 0.015474
2015-06-06 06:00 | 3.3 | 2.9948 | 0.011414 | 0.0068481
2015-06-06 07:00 | 2.85 | 2.5864 | 0.0017038 | 0.0010223
2015-06-06 08:00 | 2.4 | 2.178 | 0 | 0
2015-06-06 09:00 | 3.1 | 2.8133 | 0.0067469 | 0.0040482
2015-06-06 10:00 | 2.9 | 2.6318 | 0.0026453 | 0.0015872
2015-06-06 11:00 | 2.9 | 2.6318 | 0.0026453 | 0.0015872
2015-06-06 12:00 | 3.1 | 2.8133 | 0.0067469 | 0.0040482
2015-06-06 13:00 | 2.7 | 2.4503 | 0 | 0
2015-06-06 14:00 | 2.7 | 2.4503 | 0 | 0
2015-06-06 15:00 | 2.5 | 2.2688 | 0 | 0
2015-06-06 16:00 | 2.7 | 2.4503 | 0 | 0
2015-06-06 17:00 | 3.4 | 3.0856 | 0.01397 | 0.008382
2015-06-06 18:00 | 3.5 | 3.1763 | 0.016681 | 0.010009
2015-06-06 19:00 | 2.9 | 2.6318 | 0.0026453 | 0.0015872
2015-06-06 20:00 | 1.9 | 1.7243 | 0 | 0
2015-06-06 21:00 | 3.4 | 3.0856 | 0.01397 | 0.008382
2015-06-06 22:00 | 2.1 | 1.9058 | 0 | 0
2015-06-06 23:00 | 2.6 | 2.3595 | 0 | 0
2015-06-07 | 0.7 | 0.63526 | 0 | 0
2015-06-07 01:00 | 0.7 | 0.63526 | 0 | 0
2015-06-07 02:00 | 0.9 | 0.81677 | 0 | 0
2015-06-07 03:00 | 3.6 | 3.2671 | 0.019552 | 0.011731
2015-06-07 04:00 | 1.6 | 1.452 | 0 | 0
2015-06-07 05:00 | 2.6 | 2.3595 | 0 | 0
2015-06-07 06:00 | 2.3 | 2.0873 | 0 | 0
2015-06-07 07:00 | 3 | 2.7226 | 0.0046278 | 0.0027767
2015-06-07 08:00 | 2.8 | 2.5411 | 0.00079489 | 0.00047693
2015-06-07 09:00 | 1.6 | 1.452 | 0 | 0
2015-06-07 10:00 | 1.7 | 1.5428 | 0 | 0
2015-06-07 11:00 | 2.4 | 2.178 | 0 | 0
2015-06-07 12:00 | 1.6 | 1.452 | 0 | 0
2015-06-07 13:00 | 3.1 | 2.8133 | 0.0067469 | 0.0040482
2015-06-07 14:00 | 3 | 2.7226 | 0.0046278 | 0.0027767
2015-06-07 15:00 | 3.7 | 3.3578 | 0.022587 | 0.013552
2015-06-07 16:00 | 3.3 | 2.9948 | 0.011414 | 0.0068481
2015-06-07 17:00 | 4.6 | 4.1746 | 0.058033 | 0.03482
2015-06-07 18:00 | 4.8 | 4.3561 | 0.068098 | 0.040859
2015-06-07 19:00 | 5.5 | 4.9914 | 0.11045 | 0.066272
2015-06-07 20:00 | 3.3 | 2.9948 | 0.011414 | 0.0068481
2015-06-07 21:00 | 3.4 | 3.0856 | 0.01397 | 0.008382
2015-06-07 22:00 | 3.7 | 3.3578 | 0.022587 | 0.013552
2015-06-07 23:00 | 3.6 | 3.2671 | 0.019552 | 0.011731
2015-06-08 | 3.2 | 2.9041 | 0.0090073 | 0.0054044
2015-06-08 01:00 | 2.8 | 2.5411 | 0.00079489 | 0.00047693
2015-06-08 02:00 | 2.6 | 2.3595 | 0 | 0
2015-06-08 03:00 | 2.1 | 1.9058 | 0 | 0
2015-06-08 04:00 | 2.6 | 2.3595 | 0 | 0
2015-06-08 05:00 | 3.2 | 2.9041 | 0.0090073 | 0.0054044
2015-06-08 06:00 | 3.5 | 3.1763 | 0.016681 | 0.010009
2015-06-08 07:00 | 2.3 | 2.0873 | 0 | 0
2015-06-08 08:00 | 1.5 | 1.3613 | 0 | 0
2015-06-08 09:00 | 2.5 | 2.2688 | 0 | 0
2015-06-08 10:00 | 2.1 | 1.9058 | 0 | 0
2015-06-08 11:00 | 4.7 | 4.2653 | 0.062959 | 0.037775
2015-06-08 12:00 | 3.3 | 2.9948 | 0.011414 | 0.0068481
2015-06-08 13:00 | 4.9 | 4.4468 | 0.073457 | 0.044074
2015-06-08 14:00 | 3.1 | 2.8133 | 0.0067469 | 0.0040482
2015-06-08 15:00 | 1.7 | 1.5428 | 0 | 0
2015-06-08 16:00 | 0.9 | 0.81677 | 0 | 0
2015-06-08 17:00 | 1.5 | 1.3613 | 0 | 0
2015-06-08 18:00 | 1.7 | 1.5428 | 0 | 0
2015-06-08 19:00 | 2.3 | 2.0873 | 0 | 0
2015-06-08 20:00 | 1.4 | 1.2705 | 0 | 0
2015-06-08 21:00 | 2.7 | 2.4503 | 0 | 0
2015-06-08 22:00 | 1.8 | 1.6335 | 0 | 0
2015-06-08 23:00 | 1.1 | 0.99827 | 0 | 0
2015-06-09 | 1.4 | 1.2705 | 0 | 0
2015-06-09 01:00 | 1.9 | 1.7243 | 0 | 0
2015-06-09 02:00 | 1.4 | 1.2705 | 0 | 0
2015-06-09 03:00 | 2.3 | 2.0873 | 0 | 0
2015-06-09 04:00 | 2.4 | 2.178 | 0 | 0
2015-06-09 05:00 | 2.6 | 2.3595 | 0 | 0
2015-06-09 06:00 | 3.9 | 3.5393 | 0.029167 | 0.0175
2015-06-09 07:00 | 4.9 | 4.4468 | 0.073457 | 0.044074
2015-06-09 08:00 | 6.8 | 6.1711 | 0.22287 | 0.13372
2015-06-09 09:00 | 6.3 | 5.7174 | 0.17398 | 0.10439
2015-06-09 10:00 | 6.9 | 6.2619 | 0.23356 | 0.14014
2015-06-09 11:00 | 5.8 | 5.2636 | 0.13227 | 0.079364
2015-06-09 12:00 | 5.4 | 4.9006 | 0.10369 | 0.062213
2015-06-09 13:00 | 4.1 | 3.7208 | 0.036458 | 0.021875
2015-06-09 14:00 | 4 | 3.6301 | 0.032721 | 0.019633
2015-06-09 15:00 | 4.5 | 4.0838 | 0.053317 | 0.03199
2015-06-09 16:00 | 2.5 | 2.2688 | 0 | 0
2015-06-09 17:00 | 5.8 | 5.2636 | 0.13227 | 0.079364
2015-06-09 18:00 | 5.5 | 4.9914 | 0.11045 | 0.066272
2015-06-09 19:00 | 5.5 | 4.9914 | 0.11045 | 0.066272
2015-06-09 20:00 | 4.6 | 4.1746 | 0.058033 | 0.03482
2015-06-09 21:00 | 4.7 | 4.2653 | 0.062959 | 0.037775
2015-06-09 22:00 | 4.9 | 4.4468 | 0.073457 | 0.044074
2015-06-09 23:00 | 3.2 | 2.9041 | 0.0090073 | 0.0054044
2015-06-10 | 3.9 | 3.5393 | 0.029167 | 0.0175
2015-06-10 01:00 | 3.8 | 3.4486 | 0.025791 | 0.015474
2015-06-10 02:00 | 1.7 | 1.5428 | 0 | 0
2015-06-10 03:00 | 2 | 1.815 | 0 | 0
2015-06-10 04:00 | 1.1 | 0.99827 | 0 | 0
2015-06-10 05:00 | 1.4 | 1.2705 | 0 | 0
2015-06-10 06:00 | 3.6 | 3.2671 | 0.019552 | 0.011731
2015-06-10 07:00 | 4.8 | 4.3561 | 0.068098 | 0.040859
2015-06-10 08:00 | 5.8 | 5.2636 | 0.13227 | 0.079364
2015-06-10 09:00 | 6.4 | 5.8081 | 0.18317 | 0.1099
2015-06-10 10:00 | 7.2 | 6.5341 | 0.26753 | 0.16052
2015-06-10 11:00 | 6.9 | 6.2619 | 0.23356 | 0.14014
2015-06-10 12:00 | 7.4 | 6.7156 | 0.29181 | 0.17509
2015-06-10 13:00 | 6.5 | 5.8989 | 0.19265 | 0.11559
2015-06-10 14:00 | 7.1 | 6.4434 | 0.25588 | 0.15353
2015-06-10 15:00 | 6.9 | 6.2619 | 0.23356 | 0.14014
2015-06-10 16:00 | 6.5 | 5.8989 | 0.19265 | 0.11559
2015-06-10 17:00 | 6.1 | 5.5359 | 0.15647 | 0.093883
2015-06-10 18:00 | 6.8 | 6.1711 | 0.22287 | 0.13372
2015-06-10 19:00 | 5.9 | 5.3544 | 0.14007 | 0.084041
2015-06-10 20:00 | 8.6 | 7.8047 | 0.46708 | 0.28025
2015-06-10 21:00 | 8.6 | 7.8047 | 0.46708 | 0.28025
2015-06-10 22:00 | 11.4 | 10.3457 | 1 | 0.6
2015-06-10 23:00 | 10.1 | 9.1659 | 0.76642 | 0.45985
2015-06-11 | 9.8 | 8.8937 | 0.69876 | 0.41926
2015-06-11 01:00 | 10 | 9.0752 | 0.74342 | 0.44605
2015-06-11 02:00 | 10.2 | 9.2567 | 0.78989 | 0.47393
2015-06-11 03:00 | 7.6 | 6.8971 | 0.31744 | 0.19046
2015-06-11 04:00 | 7.4 | 6.7156 | 0.29181 | 0.17509
2015-06-11 05:00 | 5.5 | 4.9914 | 0.11045 | 0.066272
2015-06-11 06:00 | 7.4 | 6.7156 | 0.29181 | 0.17509
2015-06-11 07:00 | 4.5 | 4.0838 | 0.053317 | 0.03199
2015-06-11 08:00 | 2.6 | 2.3595 | 0 | 0
2015-06-11 09:00 | 2.9 | 2.6318 | 0.0026453 | 0.0015872
2015-06-11 10:00 | 1.6 | 1.452 | 0 | 0
2015-06-11 11:00 | 1.9 | 1.7243 | 0 | 0
2015-06-11 12:00 | 3 | 2.7226 | 0.0046278 | 0.0027767
2015-06-11 13:00 | 1.5 | 1.3613 | 0 | 0
2015-06-11 14:00 | 1 | 0.90752 | 0 | 0
2015-06-11 15:00 | 1.4 | 1.2705 | 0 | 0
2015-06-11 16:00 | 1.5 | 1.3613 | 0 | 0
2015-06-11 17:00 | 1.4 | 1.2705 | 0 | 0
2015-06-11 18:00 | 5.5 | 4.9914 | 0.11045 | 0.066272
2015-06-11 19:00 | 4.5 | 4.0838 | 0.053317 | 0.03199
2015-06-11 20:00 | 6.7 | 6.0804 | 0.21249 | 0.1275
2015-06-11 21:00 | 6.2 | 5.6266 | 0.16509 | 0.099052
2015-06-11 22:00 | 6.3 | 5.7174 | 0.17398 | 0.10439
2015-06-11 23:00 | 3.8 | 3.4486 | 0.025791 | 0.015474
2015-06-12 | 3.8 | 3.4486 | 0.025791 | 0.015474
2015-06-12 01:00 | 2.7 | 2.4503 | 0 | 0
2015-06-12 02:00 | 5.1 | 4.6283 | 0.084847 | 0.050908
2015-06-12 03:00 | 4.7 | 4.2653 | 0.062959 | 0.037775
2015-06-12 04:00 | 0.9 | 0.81677 | 0 | 0
2015-06-12 05:00 | 0.8 | 0.72602 | 0 | 0
2015-06-12 06:00 | 2 | 1.815 | 0 | 0
2015-06-12 07:00 | 1.8 | 1.6335 | 0 | 0
2015-06-12 08:00 | 2.3 | 2.0873 | 0 | 0
2015-06-12 09:00 | 2.8 | 2.5411 | 0.00079489 | 0.00047693
2015-06-12 10:00 | 6.3 | 5.7174 | 0.17398 | 0.10439
2015-06-12 11:00 | 7.1 | 6.4434 | 0.25588 | 0.15353
2015-06-12 12:00 | 1.8 | 1.6335 | 0 | 0
2015-06-12 13:00 | 3.8 | 3.4486 | 0.025791 | 0.015474
2015-06-12 14:00 | 2.5 | 2.2688 | 0 | 0
2015-06-12 15:00 | 4.1 | 3.7208 | 0.036458 | 0.021875
2015-06-12 16:00 | 4.8 | 4.3561 | 0.068098 | 0.040859
2015-06-12 17:00 | 1.5 | 1.3613 | 0 | 0
2015-06-12 18:00 | 1.5 | 1.3613 | 0 | 0
2015-06-12 19:00 | 1.7 | 1.5428 | 0 | 0
2015-06-12 20:00 | 3 | 2.7226 | 0.0046278 | 0.0027767
2015-06-12 21:00 | 5 | 4.5376 | 0.079038 | 0.047423
2015-06-12 22:00 | 5.3 | 4.8099 | 0.097168 | 0.058301
2015-06-12 23:00 | 6.4 | 5.8081 | 0.18317 | 0.1099
2015-06-13 | 8.2 | 7.4417 | 0.40277 | 0.24166
2015-06-13 01:00 | 7.5 | 6.8064 | 0.30445 | 0.18267
2015-06-13 02:00 | 7.3 | 6.6249 | 0.2795 | 0.1677
2015-06-13 03:00 | 7.9 | 7.1694 | 0.35849 | 0.21509
2015-06-13 04:00 | 5.9 | 5.3544 | 0.14007 | 0.084041
2015-06-13 05:00 | 5.7 | 5.1729 | 0.12474 | 0.074845
2015-06-13 06:00 | 7.6 | 6.8971 | 0.31744 | 0.19046
2015-06-13 07:00 | 7.7 | 6.9879 | 0.33077 | 0.19846
2015-06-13 08:00 | 5.3 | 4.8099 | 0.097168 | 0.058301
2015-06-13 09:00 | 7.1 | 6.4434 | 0.25588 | 0.15353
2015-06-13 10:00 | 4.1 | 3.7208 | 0.036458 | 0.021875
2015-06-13 11:00 | 3.8 | 3.4486 | 0.025791 | 0.015474
2015-06-13 12:00 | 4.8 | 4.3561 | 0.068098 | 0.040859
2015-06-13 13:00 | 6.4 | 5.8081 | 0.18317 | 0.1099
2015-06-13 14:00 | 6.4 | 5.8081 | 0.18317 | 0.1099
2015-06-13 15:00 | 9.4 | 8.5307 | 0.61478 | 0.36887
2015-06-13 16:00 | 8 | 7.2602 | 0.37288 | 0.22373
2015-06-13 17:00 | 9 | 8.1677 | 0.53765 | 0.32259
2015-06-13 18:00 | 10.6 | 9.6197 | 0.88845 | 0.53307
2015-06-13 19:00 | 8.9 | 8.0769 | 0.5194 | 0.31164
2015-06-13 20:00 | 9.9 | 8.9844 | 0.72086 | 0.43252
2015-06-13 21:00 | 12.5 | 11.344 | 1 | 0.6
2015-06-13 22:00 | 12.1 | 10.981 | 1 | 0.6
2015-06-13 23:00 | 10.8 | 9.8012 | 0.94061 | 0.56437
2015-06-14 | 7.1 | 6.4434 | 0.25588 | 0.15353
2015-06-14 01:00 | 7.7 | 6.9879 | 0.33077 | 0.19846
2015-06-14 02:00 | 7.5 | 6.8064 | 0.30445 | 0.18267
2015-06-14 03:00 | 8.4 | 7.6232 | 0.43416 | 0.2605
2015-06-14 04:00 | 10.3 | 9.3474 | 0.81382 | 0.48829
2015-06-14 05:00 | 9.4 | 8.5307 | 0.61478 | 0.36887
2015-06-14 06:00 | 11.5 | 10.4365 | 1 | 0.6
2015-06-14 07:00 | 12.3 | 11.1625 | 1 | 0.6
2015-06-14 08:00 | 9.5 | 8.6214 | 0.63512 | 0.38107
2015-06-14 09:00 | 7.1 | 6.4434 | 0.25588 | 0.15353
2015-06-14 10:00 | 14.2 | 12.8868 | 1 | 0.6
2015-06-14 11:00 | 8.4 | 7.6232 | 0.43416 | 0.2605
2015-06-14 12:00 | 9.4 | 8.5307 | 0.61478 | 0.36887
2015-06-14 13:00 | 11.2 | 10.1642 | 1 | 0.6
2015-06-14 14:00 | 9.8 | 8.8937 | 0.69876 | 0.41926
2015-06-14 15:00 | 9.4 | 8.5307 | 0.61478 | 0.36887
2015-06-14 16:00 | 7.3 | 6.6249 | 0.2795 | 0.1677
2015-06-14 17:00 | 8.2 | 7.4417 | 0.40277 | 0.24166
2015-06-14 18:00 | 8.3 | 7.5324 | 0.41828 | 0.25097
2015-06-14 19:00 | 8.4 | 7.6232 | 0.43416 | 0.2605
2015-06-14 20:00 | 9.7 | 8.8029 | 0.67711 | 0.40627
2015-06-14 21:00 | 9.9 | 8.9844 | 0.72086 | 0.43252
2015-06-14 22:00 | 10.1 | 9.1659 | 0.76642 | 0.45985
2015-06-14 23:00 | 7.5 | 6.8064 | 0.30445 | 0.18267
2015-06-15 | 7.9 | 7.1694 | 0.35849 | 0.21509
2015-06-15 01:00 | 13.9 | 12.6145 | 1 | 0.6
2015-06-15 02:00 | 10.7 | 9.7105 | 0.91429 | 0.54857
2015-06-15 03:00 | 11.3 | 10.255 | 1 | 0.6
2015-06-15 04:00 | 11.2 | 10.1642 | 1 | 0.6
2015-06-15 05:00 | 13.4 | 12.1608 | 1 | 0.6
2015-06-15 06:00 | 9.6 | 8.7122 | 0.6559 | 0.39354
2015-06-15 07:00 | 9.5 | 8.6214 | 0.63512 | 0.38107
2015-06-15 08:00 | 10.2 | 9.2567 | 0.78989 | 0.47393
2015-06-15 09:00 | 10.9 | 9.892 | 0.96743 | 0.58046
2015-06-15 10:00 | 11.3 | 10.255 | 1 | 0.6
2015-06-15 11:00 | 8 | 7.2602 | 0.37288 | 0.22373
2015-06-15 12:00 | 8.6 | 7.8047 | 0.46708 | 0.28025
2015-06-15 13:00 | 10 | 9.0752 | 0.74342 | 0.44605
2015-06-15 14:00 | 9.1 | 8.2584 | 0.5563 | 0.33378
2015-06-15 15:00 | 10.7 | 9.7105 | 0.91429 | 0.54857
2015-06-15 16:00 | 8.5 | 7.7139 | 0.45043 | 0.27026
2015-06-15 17:00 | 7.7 | 6.9879 | 0.33077 | 0.19846
2015-06-15 18:00 | 7.5 | 6.8064 | 0.30445 | 0.18267
2015-06-15 19:00 | 6.6 | 5.9896 | 0.20242 | 0.12145
2015-06-15 20:00 | 6.2 | 5.6266 | 0.16509 | 0.099052
2015-06-15 21:00 | 4.9 | 4.4468 | 0.073457 | 0.044074
2015-06-15 22:00 | 4.3 | 3.9023 | 0.044496 | 0.026697
2015-06-15 23:00 | 1.7 | 1.5428 | 0 | 0
2015-06-16 | 1 | 0.90752 | 0 | 0
2015-06-16 01:00 | 2.2 | 1.9965 | 0 | 0
2015-06-16 02:00 | 2.3 | 2.0873 | 0 | 0
2015-06-16 03:00 | 1.3 | 1.1798 | 0 | 0
2015-06-16 04:00 | 1.5 | 1.3613 | 0 | 0
2015-06-16 05:00 | 0.9 | 0.81677 | 0 | 0
2015-06-16 06:00 | 0.6 | 0.54451 | 0 | 0
2015-06-16 07:00 | 1.5 | 1.3613 | 0 | 0
2015-06-16 08:00 | 1.3 | 1.1798 | 0 | 0
2015-06-16 09:00 | 1 | 0.90752 | 0 | 0
2015-06-16 10:00 | 1.5 | 1.3613 | 0 | 0
2015-06-16 11:00 | 0.6 | 0.54451 | 0 | 0
2015-06-16 12:00 | 1 | 0.90752 | 0 | 0
2015-06-16 13:00 | 1.5 | 1.3613 | 0 | 0
2015-06-16 14:00 | 1 | 0.90752 | 0 | 0
2015-06-16 15:00 | 2.2 | 1.9965 | 0 | 0
2015-06-16 16:00 | 2 | 1.815 | 0 | 0
2015-06-16 17:00 | 3.2 | 2.9041 | 0.0090073 | 0.0054044
2015-06-16 18:00 | 6.2 | 5.6266 | 0.16509 | 0.099052
2015-06-16 19:00 | 5.6 | 5.0821 | 0.11747 | 0.070482
2015-06-16 20:00 | 4.8 | 4.3561 | 0.068098 | 0.040859
2015-06-16 21:00 | 4.9 | 4.4468 | 0.073457 | 0.044074
2015-06-16 22:00 | 1.3 | 1.1798 | 0 | 0
2015-06-16 23:00 | 1.9 | 1.7243 | 0 | 0
2015-06-17 | 3.9 | 3.5393 | 0.029167 | 0.0175
2015-06-17 01:00 | 4.3 | 3.9023 | 0.044496 | 0.026697
2015-06-17 02:00 | 3.6 | 3.2671 | 0.019552 | 0.011731
2015-06-17 03:00 | 1.7 | 1.5428 | 0 | 0
2015-06-17 04:00 | 2.7 | 2.4503 | 0 | 0
2015-06-17 05:00 | 3.9 | 3.5393 | 0.029167 | 0.0175
2015-06-17 06:00 | 4.8 | 4.3561 | 0.068098 | 0.040859
2015-06-17 07:00 | 1.4 | 1.2705 | 0 | 0
2015-06-17 08:00 | 1.8 | 1.6335 | 0 | 0
2015-06-17 09:00 | 2.4 | 2.178 | 0 | 0
2015-06-17 10:00 | 4.4 | 3.9931 | 0.048806 | 0.029284
2015-06-17 11:00 | 4.6 | 4.1746 | 0.058033 | 0.03482
2015-06-17 12:00 | 3.9 | 3.5393 | 0.029167 | 0.0175
2015-06-17 13:00 | 4.4 | 3.9931 | 0.048806 | 0.029284
2015-06-17 14:00 | 4.9 | 4.4468 | 0.073457 | 0.044074
2015-06-17 15:00 | 4.2 | 3.8116 | 0.040381 | 0.024229
2015-06-17 16:00 | 4 | 3.6301 | 0.032721 | 0.019633
2015-06-17 17:00 | 4.1 | 3.7208 | 0.036458 | 0.021875
2015-06-17 18:00 | 3.2 | 2.9041 | 0.0090073 | 0.0054044
2015-06-17 19:00 | 3.2 | 2.9041 | 0.0090073 | 0.0054044
2015-06-17 20:00 | 0.7 | 0.63526 | 0 | 0
2015-06-17 21:00 | 2 | 1.815 | 0 | 0
2015-06-17 22:00 | 1 | 0.90752 | 0 | 0
2015-06-17 23:00 | 0.4 | 0.36301 | 0 | 0
2015-06-18 | 1.5 | 1.3613 | 0 | 0
2015-06-18 01:00 | 0.8 | 0.72602 | 0 | 0
2015-06-18 02:00 | 1 | 0.90752 | 0 | 0
2015-06-18 03:00 | 0.6 | 0.54451 | 0 | 0
2015-06-18 04:00 | 0.7 | 0.63526 | 0 | 0
2015-06-18 05:00 | 1 | 0.90752 | 0 | 0
2015-06-18 06:00 | 1.4 | 1.2705 | 0 | 0
2015-06-18 07:00 | 1.5 | 1.3613 | 0 | 0
2015-06-18 08:00 | 1.3 | 1.1798 | 0 | 0
2015-06-18 09:00 | 1.7 | 1.5428 | 0 | 0
2015-06-18 10:00 | 2.8 | 2.5411 | 0.00079489 | 0.00047693
2015-06-18 11:00 | 2.6 | 2.3595 | 0 | 0
2015-06-18 12:00 | 1.9 | 1.7243 | 0 | 0
2015-06-18 13:00 | 1.6 | 1.452 | 0 | 0
2015-06-18 14:00 | 2.1 | 1.9058 | 0 | 0
2015-06-18 15:00 | 1.8 | 1.6335 | 0 | 0
2015-06-18 16:00 | 2.1 | 1.9058 | 0 | 0
2015-06-18 17:00 | 1.6 | 1.452 | 0 | 0
2015-06-18 18:00 | 1.3 | 1.1798 | 0 | 0
2015-06-18 19:00 | 1.7 | 1.5428 | 0 | 0
2015-06-18 20:00 | 3 | 2.7226 | 0.0046278 | 0.0027767
2015-06-18 21:00 | 1.7 | 1.5428 | 0 | 0
2015-06-18 22:00 | 1.7 | 1.5428 | 0 | 0
2015-06-18 23:00 | 1.2 | 1.089 | 0 | 0
2015-06-19 | 1.1 | 0.99827 | 0 | 0
2015-06-19 01:00 | 2.3 | 2.0873 | 0 | 0
2015-06-19 02:00 | 1.5 | 1.3613 | 0 | 0
2015-06-19 03:00 | 2 | 1.815 | 0 | 0
2015-06-19 04:00 | 2.3 | 2.0873 | 0 | 0
2015-06-19 05:00 | 1.2 | 1.089 | 0 | 0
2015-06-19 06:00 | 1.1 | 0.99827 | 0 | 0
2015-06-19 07:00 | 0.9 | 0.81677 | 0 | 0
2015-06-19 08:00 | 1.1 | 0.99827 | 0 | 0
2015-06-19 09:00 | 1 | 0.90752 | 0 | 0
2015-06-19 10:00 | 1.7 | 1.5428 | 0 | 0
2015-06-19 11:00 | 1.9 | 1.7243 | 0 | 0
2015-06-19 12:00 | 1.3 | 1.1798 | 0 | 0
2015-06-19 13:00 | 2.6 | 2.3595 | 0 | 0
2015-06-19 14:00 | 2 | 1.815 | 0 | 0
2015-06-19 15:00 | 1.6 | 1.452 | 0 | 0
2015-06-19 16:00 | 1.4 | 1.2705 | 0 | 0
2015-06-19 17:00 | 1.9 | 1.7243 | 0 | 0
2015-06-19 18:00 | 1.4 | 1.2705 | 0 | 0
2015-06-19 19:00 | 2 | 1.815 | 0 | 0
2015-06-19 20:00 | 1.6 | 1.452 | 0 | 0
2015-06-19 21:00 | 1 | 0.90752 | 0 | 0
2015-06-19 22:00 | 1.4 | 1.2705 | 0 | 0
2015-06-19 23:00 | 1.2 | 1.089 | 0 | 0
2015-06-20 | 2.8 | 2.5411 | 0.00079489 | 0.00047693
2015-06-20 01:00 | 0.9 | 0.81677 | 0 | 0
2015-06-20 02:00 | 1.2 | 1.089 | 0 | 0
2015-06-20 03:00 | 1.2 | 1.089 | 0 | 0
2015-06-20 04:00 | 1 | 0.90752 | 0 | 0
2015-06-20 05:00 | 1.1 | 0.99827 | 0 | 0
2015-06-20 06:00 | 1.4 | 1.2705 | 0 | 0
2015-06-20 07:00 | 1.5 | 1.3613 | 0 | 0
2015-06-20 08:00 | 2.8 | 2.5411 | 0.00079489 | 0.00047693
2015-06-20 09:00 | 1.9 | 1.7243 | 0 | 0
2015-06-20 10:00 | 2.8 | 2.5411 | 0.00079489 | 0.00047693
2015-06-20 11:00 | 2.3 | 2.0873 | 0 | 0
2015-06-20 12:00 | 3.2 | 2.9041 | 0.0090073 | 0.0054044
2015-06-20 13:00 | 2.5 | 2.2688 | 0 | 0
2015-06-20 14:00 | 1.6 | 1.452 | 0 | 0
2015-06-20 15:00 | 0.7 | 0.63526 | 0 | 0
2015-06-20 16:00 | 2.6 | 2.3595 | 0 | 0
2015-06-20 17:00 | 3.5 | 3.1763 | 0.016681 | 0.010009
2015-06-20 18:00 | 3.5 | 3.1763 | 0.016681 | 0.010009
2015-06-20 19:00 | 2.7 | 2.4503 | 0 | 0
2015-06-20 20:00 | 2.7 | 2.4503 | 0 | 0
2015-06-20 21:00 | 2.4 | 2.178 | 0 | 0
2015-06-20 22:00 | 2.4 | 2.178 | 0 | 0
2015-06-20 23:00 | 1.9 | 1.7243 | 0 | 0
2015-06-21 | 2.4 | 2.178 | 0 | 0
2015-06-21 01:00 | 1.9 | 1.7243 | 0 | 0
2015-06-21 02:00 | 1.6 | 1.452 | 0 | 0
2015-06-21 03:00 | 1.6 | 1.452 | 0 | 0
2015-06-21 04:00 | 1.7 | 1.5428 | 0 | 0
2015-06-21 05:00 | 1.3 | 1.1798 | 0 | 0
2015-06-21 06:00 | 1.5 | 1.3613 | 0 | 0
2015-06-21 07:00 | 1.2 | 1.089 | 0 | 0
2015-06-21 08:00 | 1.6 | 1.452 | 0 | 0
2015-06-21 09:00 | 2 | 1.815 | 0 | 0
2015-06-21 10:00 | 2.6 | 2.3595 | 0 | 0
2015-06-21 11:00 | 2.1 | 1.9058 | 0 | 0
2015-06-21 12:00 | 2.1 | 1.9058 | 0 | 0
2015-06-21 13:00 | 1.8 | 1.6335 | 0 | 0
2015-06-21 14:00 | 1.8 | 1.6335 | 0 | 0
2015-06-21 15:00 | 1.4 | 1.2705 | 0 | 0
2015-06-21 16:00 | 1.3 | 1.1798 | 0 | 0
2015-06-21 17:00 | 2.3 | 2.0873 | 0 | 0
2015-06-21 18:00 | 3.9 | 3.5393 | 0.029167 | 0.0175
2015-06-21 19:00 | 2.4 | 2.178 | 0 | 0
2015-06-21 20:00 | 2.4 | 2.178 | 0 | 0
2015-06-21 21:00 | 2.1 | 1.9058 | 0 | 0
2015-06-21 22:00 | 1.8 | 1.6335 | 0 | 0
2015-06-21 23:00 | 0.8 | 0.72602 | 0 | 0
2015-06-22 | 1.1 | 0.99827 | 0 | 0
2015-06-22 01:00 | 0.4 | 0.36301 | 0 | 0
2015-06-22 02:00 | 1 | 0.90752 | 0 | 0
2015-06-22 03:00 | 0.9 | 0.81677 | 0 | 0
2015-06-22 04:00 | 1.5 | 1.3613 | 0 | 0
2015-06-22 05:00 | 1.9 | 1.7243 | 0 | 0
2015-06-22 06:00 | 2 | 1.815 | 0 | 0
2015-06-22 07:00 | 2 | 1.815 | 0 | 0
2015-06-22 08:00 | 2.2 | 1.9965 | 0 | 0
2015-06-22 09:00 | 1.8 | 1.6335 | 0 | 0
2015-06-22 10:00 | 2.5 | 2.2688 | 0 | 0
2015-06-22 11:00 | 2.7 | 2.4503 | 0 | 0
2015-06-22 12:00 | 2.6 | 2.3595 | 0 | 0
2015-06-22 13:00 | 2.2 | 1.9965 | 0 | 0
2015-06-22 14:00 | 3.3 | 2.9948 | 0.011414 | 0.0068481
2015-06-22 15:00 | 2.5 | 2.2688 | 0 | 0
2015-06-22 16:00 | 2.4 | 2.178 | 0 | 0
2015-06-22 17:00 | 1.7 | 1.5428 | 0 | 0
2015-06-22 18:00 | 2.5 | 2.2688 | 0 | 0
2015-06-22 19:00 | 2.2 | 1.9965 | 0 | 0
2015-06-22 20:00 | 2.3 | 2.0873 | 0 | 0
2015-06-22 21:00 | 1.6 | 1.452 | 0 | 0
2015-06-22 22:00 | 1.2 | 1.089 | 0 | 0
2015-06-22 23:00 | 1.9 | 1.7243 | 0 | 0
2015-06-23 | 3.6 | 3.2671 | 0.019552 | 0.011731
2015-06-23 01:00 | 2.8 | 2.5411 | 0.00079489 | 0.00047693
2015-06-23 02:00 | 2.7 | 2.4503 | 0 | 0
2015-06-23 03:00 | 2 | 1.815 | 0 | 0
2015-06-23 04:00 | 3.1 | 2.8133 | 0.0067469 | 0.0040482
2015-06-23 05:00 | 1.8 | 1.6335 | 0 | 0
2015-06-23 06:00 | 0.8 | 0.72602 | 0 | 0
2015-06-23 07:00 | 2.5 | 2.2688 | 0 | 0
2015-06-23 08:00 | 3.4 | 3.0856 | 0.01397 | 0.008382
2015-06-23 09:00 | 2.8 | 2.5411 | 0.00079489 | 0.00047693
2015-06-23 10:00 | 2.6 | 2.3595 | 0 | 0
2015-06-23 11:00 | 3.3 | 2.9948 | 0.011414 | 0.0068481
2015-06-23 12:00 | 3.2 | 2.9041 | 0.0090073 | 0.0054044
2015-06-23 13:00 | 3.4 | 3.0856 | 0.01397 | 0.008382
2015-06-23 14:00 | 3 | 2.7226 | 0.0046278 | 0.0027767
2015-06-23 15:00 | 3.4 | 3.0856 | 0.01397 | 0.008382
2015-06-23 16:00 | 2.9 | 2.6318 | 0.0026453 | 0.0015872
2015-06-23 17:00 | 3 | 2.7226 | 0.0046278 | 0.0027767
2015-06-23 18:00 | 2.7 | 2.4503 | 0 | 0
2015-06-23 19:00 | 1.9 | 1.7243 | 0 | 0
2015-06-23 20:00 | 1.6 | 1.452 | 0 | 0
2015-06-23 21:00 | 1.5 | 1.3613 | 0 | 0
2015-06-23 22:00 | 2.2 | 1.9965 | 0 | 0
2015-06-23 23:00 | 1.4 | 1.2705 | 0 | 0
2015-06-24 | 1.5 | 1.3613 | 0 | 0
2015-06-24 01:00 | 1.5 | 1.3613 | 0 | 0
2015-06-24 02:00 | 1.1 | 0.99827 | 0 | 0
2015-06-24 03:00 | 0.9 | 0.81677 | 0 | 0
2015-06-24 04:00 | 1.7 | 1.5428 | 0 | 0
2015-06-24 05:00 | 1.5 | 1.3613 | 0 | 0
2015-06-24 06:00 | 1 | 0.90752 | 0 | 0
2015-06-24 07:00 | 1.5 | 1.3613 | 0 | 0
2015-06-24 08:00 | 1.4 | 1.2705 | 0 | 0
2015-06-24 09:00 | 3.6 | 3.2671 | 0.019552 | 0.011731
2015-06-24 10:00 | 3 | 2.7226 | 0.0046278 | 0.0027767
2015-06-24 11:00 | 2.2 | 1.9965 | 0 | 0
2015-06-24 12:00 | 2.1 | 1.9058 | 0 | 0
2015-06-24 13:00 | 1.8 | 1.6335 | 0 | 0
2015-06-24 14:00 | 1.3 | 1.1798 | 0 | 0
2015-06-24 15:00 | 1.3 | 1.1798 | 0 | 0
2015-06-24 16:00 | 1.3 | 1.1798 | 0 | 0
2015-06-24 17:00 | 4.6 | 4.1746 | 0.058033 | 0.03482
2015-06-24 18:00 | 0.9 | 0.81677 | 0 | 0
2015-06-24 19:00 | 2.8 | 2.5411 | 0.00079489 | 0.00047693
2015-06-24 20:00 | 0.7 | 0.63526 | 0 | 0
2015-06-24 21:00 | 1.2 | 1.089 | 0 | 0
2015-06-24 22:00 | 0.7 | 0.63526 | 0 | 0
2015-06-24 23:00 | 0.3 | 0.27226 | 0 | 0
2015-06-25 | 1.3 | 1.1798 | 0 | 0
2015-06-25 01:00 | 1.6 | 1.452 | 0 | 0
2015-06-25 02:00 | 1 | 0.90752 | 0 | 0
2015-06-25 03:00 | 0.5 | 0.45376 | 0 | 0
2015-06-25 04:00 | 2.2 | 1.9965 | 0 | 0
2015-06-25 05:00 | 3.5 | 3.1763 | 0.016681 | 0.010009
2015-06-25 06:00 | 2.9 | 2.6318 | 0.0026453 | 0.0015872
2015-06-25 07:00 | 2.8 | 2.5411 | 0.00079489 | 0.00047693
2015-06-25 08:00 | 2.8 | 2.5411 | 0.00079489 | 0.00047693
2015-06-25 09:00 | 2.3 | 2.0873 | 0 | 0
2015-06-25 10:00 | 3.1 | 2.8133 | 0.0067469 | 0.0040482
2015-06-25 11:00 | 2.5 | 2.2688 | 0 | 0
2015-06-25 12:00 | 4.1 | 3.7208 | 0.036458 | 0.021875
2015-06-25 13:00 | 4.7 | 4.2653 | 0.062959 | 0.037775
2015-06-25 14:00 | 3.7 | 3.3578 | 0.022587 | 0.013552
2015-06-25 15:00 | 3 | 2.7226 | 0.0046278 | 0.0027767
2015-06-25 16:00 | 2.9 | 2.6318 | 0.0026453 | 0.0015872
2015-06-25 17:00 | 3.1 | 2.8133 | 0.0067469 | 0.0040482
2015-06-25 18:00 | 2.6 | 2.3595 | 0 | 0
2015-06-25 19:00 | 1.6 | 1.452 | 0 | 0
2015-06-25 20:00 | 1.6 | 1.452 | 0 | 0
2015-06-25 21:00 | 1.7 | 1.5428 | 0 | 0
2015-06-25 22:00 | 2.2 | 1.9965 | 0 | 0
2015-06-25 23:00 | 3.5 | 3.1763 | 0.016681 | 0.010009
2015-06-26 | 4.5 | 4.0838 | 0.053317 | 0.03199
2015-06-26 01:00 | 3 | 2.7226 | 0.0046278 | 0.0027767
2015-06-26 02:00 | 0.9 | 0.81677 | 0 | 0
2015-06-26 03:00 | 1.7 | 1.5428 | 0 | 0
2015-06-26 04:00 | 0.8 | 0.72602 | 0 | 0
2015-06-26 05:00 | 2.9 | 2.6318 | 0.0026453 | 0.0015872
2015-06-26 06:00 | 2.2 | 1.9965 | 0 | 0
2015-06-26 07:00 | 2.2 | 1.9965 | 0 | 0
2015-06-26 08:00 | 1.6 | 1.452 | 0 | 0
2015-06-26 09:00 | 1.4 | 1.2705 | 0 | 0
2015-06-26 10:00 | 2.7 | 2.4503 | 0 | 0
2015-06-26 11:00 | 0.9 | 0.81677 | 0 | 0
2015-06-26 12:00 | 1 | 0.90752 | 0 | 0
2015-06-26 13:00 | 1.5 | 1.3613 | 0 | 0
2015-06-26 14:00 | 1.5 | 1.3613 | 0 | 0
2015-06-26 15:00 | 2.1 | 1.9058 | 0 | 0
2015-06-26 16:00 | 2.1 | 1.9058 | 0 | 0
2015-06-26 17:00 | 1.6 | 1.452 | 0 | 0
2015-06-26 18:00 | 4.4 | 3.9931 | 0.048806 | 0.029284
2015-06-26 19:00 | 3.9 | 3.5393 | 0.029167 | 0.0175
2015-06-26 20:00 | 3 | 2.7226 | 0.0046278 | 0.0027767
2015-06-26 21:00 | 3.2 | 2.9041 | 0.0090073 | 0.0054044
2015-06-26 22:00 | 2.9 | 2.6318 | 0.0026453 | 0.0015872
2015-06-26 23:00 | 2.4 | 2.178 | 0 | 0
2015-06-27 | 1.2 | 1.089 | 0 | 0
2015-06-27 01:00 | 1.2 | 1.089 | 0 | 0
2015-06-27 02:00 | 1.5 | 1.3613 | 0 | 0
2015-06-27 03:00 | 1.4 | 1.2705 | 0 | 0
2015-06-27 04:00 | 1.9 | 1.7243 | 0 | 0
2015-06-27 05:00 | 2.4 | 2.178 | 0 | 0
2015-06-27 06:00 | 1.9 | 1.7243 | 0 | 0
2015-06-27 07:00 | 1.6 | 1.452 | 0 | 0
2015-06-27 08:00 | 2.6 | 2.3595 | 0 | 0
2015-06-27 09:00 | 2.6 | 2.3595 | 0 | 0
2015-06-27 10:00 | 1.9 | 1.7243 | 0 | 0
2015-06-27 11:00 | 2.1 | 1.9058 | 0 | 0
2015-06-27 12:00 | 1.9 | 1.7243 | 0 | 0
2015-06-27 13:00 | 1.5 | 1.3613 | 0 | 0
2015-06-27 14:00 | 1.9 | 1.7243 | 0 | 0
2015-06-27 15:00 | 1.7 | 1.5428 | 0 | 0
2015-06-27 16:00 | 2.8 | 2.5411 | 0.00079489 | 0.00047693
2015-06-27 17:00 | 2.6 | 2.3595 | 0 | 0
2015-06-27 18:00 | 1.9 | 1.7243 | 0 | 0
2015-06-27 19:00 | 1.5 | 1.3613 | 0 | 0
2015-06-27 20:00 | 4.7 | 4.2653 | 0.062959 | 0.037775
2015-06-27 21:00 | 2.6 | 2.3595 | 0 | 0
2015-06-27 22:00 | 1.3 | 1.1798 | 0 | 0
2015-06-27 23:00 | 1.1 | 0.99827 | 0 | 0
2015-06-28 | 1.6 | 1.452 | 0 | 0
2015-06-28 01:00 | 3.3 | 2.9948 | 0.011414 | 0.0068481
2015-06-28 02:00 | 3.8 | 3.4486 | 0.025791 | 0.015474
2015-06-28 03:00 | 4.5 | 4.0838 | 0.053317 | 0.03199
2015-06-28 04:00 | 6.5 | 5.8989 | 0.19265 | 0.11559
2015-06-28 05:00 | 6 | 5.4451 | 0.14813 | 0.08888
2015-06-28 06:00 | 5.8 | 5.2636 | 0.13227 | 0.079364
2015-06-28 07:00 | 5.9 | 5.3544 | 0.14007 | 0.084041
2015-06-28 08:00 | 6.2 | 5.6266 | 0.16509 | 0.099052
2015-06-28 09:00 | 7.7 | 6.9879 | 0.33077 | 0.19846
2015-06-28 10:00 | 7.4 | 6.7156 | 0.29181 | 0.17509
2015-06-28 11:00 | 8.8 | 7.9862 | 0.50156 | 0.30094
2015-06-28 12:00 | 7.5 | 6.8064 | 0.30445 | 0.18267
2015-06-28 13:00 | 7.4 | 6.7156 | 0.29181 | 0.17509
2015-06-28 14:00 | 9.7 | 8.8029 | 0.67711 | 0.40627
2015-06-28 15:00 | 7.6 | 6.8971 | 0.31744 | 0.19046
2015-06-28 16:00 | 8.7 | 7.8954 | 0.48412 | 0.29047
2015-06-28 17:00 | 9.5 | 8.6214 | 0.63512 | 0.38107
2015-06-28 18:00 | 9.2 | 8.3492 | 0.57538 | 0.34523
2015-06-28 19:00 | 8.5 | 7.7139 | 0.45043 | 0.27026
2015-06-28 20:00 | 7.1 | 6.4434 | 0.25588 | 0.15353
2015-06-28 21:00 | 7.2 | 6.5341 | 0.26753 | 0.16052
2015-06-28 22:00 | 7.4 | 6.7156 | 0.29181 | 0.17509
2015-06-28 23:00 | 6.6 | 5.9896 | 0.20242 | 0.12145
2015-06-29 | 5.8 | 5.2636 | 0.13227 | 0.079364
2015-06-29 01:00 | 5 | 4.5376 | 0.079038 | 0.047423
2015-06-29 02:00 | 3 | 2.7226 | 0.0046278 | 0.0027767
2015-06-29 03:00 | 3.7 | 3.3578 | 0.022587 | 0.013552
2015-06-29 04:00 | 3.2 | 2.9041 | 0.0090073 | 0.0054044
2015-06-29 05:00 | 3.4 | 3.0856 | 0.01397 | 0.008382
2015-06-29 06:00 | 6 | 5.4451 | 0.14813 | 0.08888
2015-06-29 07:00 | 7.7 | 6.9879 | 0.33077 | 0.19846
2015-06-29 08:00 | 7.5 | 6.8064 | 0.30445 | 0.18267
2015-06-29 09:00 | 7.8 | 7.0786 | 0.34445 | 0.20667
2015-06-29 10:00 | 5.8 | 5.2636 | 0.13227 | 0.079364
2015-06-29 11:00 | 7.6 | 6.8971 | 0.31744 | 0.19046
2015-06-29 12:00 | 6.5 | 5.8989 | 0.19265 | 0.11559
2015-06-29 13:00 | 7.1 | 6.4434 | 0.25588 | 0.15353
2015-06-29 14:00 | 6.5 | 5.8989 | 0.19265 | 0.11559
2015-06-29 15:00 | 5.5 | 4.9914 | 0.11045 | 0.066272
2015-06-29 16:00 | 3.9 | 3.5393 | 0.029167 | 0.0175
2015-06-29 17:00 | 2.5 | 2.2688 | 0 | 0
2015-06-29 18:00 | 3.9 | 3.5393 | 0.029167 | 0.0175
2015-06-29 19:00 | 4.9 | 4.4468 | 0.073457 | 0.044074
2015-06-29 20:00 | 4.7 | 4.2653 | 0.062959 | 0.037775
2015-06-29 21:00 | 5.1 | 4.6283 | 0.084847 | 0.050908
2015-06-29 22:00 | 3.2 | 2.9041 | 0.0090073 | 0.0054044
2015-06-29 23:00 | 2.6 | 2.3595 | 0 | 0
2015-06-30 | 1.7 | 1.5428 | 0 | 0
2015-06-30 01:00 | 0.4 | 0.36301 | 0 | 0
2015-06-30 02:00 | 0.3 | 0.27226 | 0 | 0
2015-06-30 03:00 | 0.5 | 0.45376 | 0 | 0
2015-06-30 04:00 | 1.1 | 0.99827 | 0 | 0
2015-06-30 05:00 | 0.9 | 0.81677 | 0 | 0
2015-06-30 06:00 | 1.5 | 1.3613 | 0 | 0
2015-06-30 07:00 | 1.7 | 1.5428 | 0 | 0
2015-06-30 08:00 | 1.1 | 0.99827 | 0 | 0
2015-06-30 09:00 | 1.5 | 1.3613 | 0 | 0
2015-06-30 10:00 | 2.9 | 2.6318 | 0.0026453 | 0.0015872
2015-06-30 11:00 | 1.1 | 0.99827 | 0 | 0
2015-06-30 12:00 | 3.8 | 3.4486 | 0.025791 | 0.015474
2015-06-30 13:00 | 5.6 | 5.0821 | 0.11747 | 0.070482
2015-06-30 14:00 | 5.4 | 4.9006 | 0.10369 | 0.062213
2015-06-30 15:00 | 4.5 | 4.0838 | 0.053317 | 0.03199
2015-06-30 16:00 | 4.4 | 3.9931 | 0.048806 | 0.029284
2015-06-30 17:00 | 3.2 | 2.9041 | 0.0090073 | 0.0054044
2015-06-30 18:00 | 1.3 | 1.1798 | 0 | 0
2015-06-30 19:00 | 2 | 1.815 | 0 | 0
2015-06-30 20:00 | 3 | 2.7226 | 0.0046278 | 0.0027767
2015-06-30 21:00 | 3.7 | 3.3578 | 0.022587 | 0.013552
2015-06-30 22:00 | 1.8 | 1.6335 | 0 | 0
2015-06-30 23:00 | 0.6 | 0.54451 | 0 | 0
2015-07-01 | 0.5 | 0.45376 | 0 | 0
2015-07-01 01:00 | 0.9 | 0.81677 | 0 | 0
2015-07-01 02:00 | 0.4 | 0.36301 | 0 | 0
2015-07-01 03:00 | 0.5 | 0.45376 | 0 | 0
2015-07-01 04:00 | 1.2 | 1.089 | 0 | 0
2015-07-01 05:00 | 1.1 | 0.99827 | 0 | 0
2015-07-01 06:00 | 1.3 | 1.1798 | 0 | 0
2015-07-01 07:00 | 1.1 | 0.99827 | 0 | 0
2015-07-01 08:00 | 1.8 | 1.6335 | 0 | 0
2015-07-01 09:00 | 2.2 | 1.9965 | 0 | 0
2015-07-01 10:00 | 1.8 | 1.6335 | 0 | 0
2015-07-01 11:00 | 4.2 | 3.8116 | 0.040381 | 0.024229
2015-07-01 12:00 | 4 | 3.6301 | 0.032721 | 0.019633
2015-07-01 13:00 | 4.6 | 4.1746 | 0.058033 | 0.03482
2015-07-01 14:00 | 5.8 | 5.2636 | 0.13227 | 0.079364
2015-07-01 15:00 | 4.8 | 4.3561 | 0.068098 | 0.040859
2015-07-01 16:00 | 5.3 | 4.8099 | 0.097168 | 0.058301
2015-07-01 17:00 | 4.4 | 3.9931 | 0.048806 | 0.029284
2015-07-01 18:00 | 4.1 | 3.7208 | 0.036458 | 0.021875
2015-07-01 19:00 | 3.9 | 3.5393 | 0.029167 | 0.0175
2015-07-01 20:00 | 4.3 | 3.9023 | 0.044496 | 0.026697
2015-07-01 21:00 | 4.7 | 4.2653 | 0.062959 | 0.037775
2015-07-01 22:00 | 5.9 | 5.3544 | 0.14007 | 0.084041
2015-07-01 23:00 | 4.5 | 4.0838 | 0.053317 | 0.03199
2015-07-02 | 5.2 | 4.7191 | 0.090889 | 0.054533
2015-07-02 01:00 | 4.5 | 4.0838 | 0.053317 | 0.03199
2015-07-02 02:00 | 5.9 | 5.3544 | 0.14007 | 0.084041
2015-07-02 03:00 | 5.4 | 4.9006 | 0.10369 | 0.062213
2015-07-02 04:00 | 6.6 | 5.9896 | 0.20242 | 0.12145
2015-07-02 05:00 | 4.6 | 4.1746 | 0.058033 | 0.03482
2015-07-02 06:00 | 5 | 4.5376 | 0.079038 | 0.047423
2015-07-02 07:00 | 4.9 | 4.4468 | 0.073457 | 0.044074
2015-07-02 08:00 | 5.1 | 4.6283 | 0.084847 | 0.050908
2015-07-02 09:00 | 6.4 | 5.8081 | 0.18317 | 0.1099
2015-07-02 10:00 | 4.3 | 3.9023 | 0.044496 | 0.026697
2015-07-02 11:00 | 6.3 | 5.7174 | 0.17398 | 0.10439
2015-07-02 12:00 | 5.6 | 5.0821 | 0.11747 | 0.070482
2015-07-02 13:00 | 5 | 4.5376 | 0.079038 | 0.047423
2015-07-02 14:00 | 5.2 | 4.7191 | 0.090889 | 0.054533
2015-07-02 15:00 | 6.3 | 5.7174 | 0.17398 | 0.10439
2015-07-02 16:00 | 6.2 | 5.6266 | 0.16509 | 0.099052
2015-07-02 17:00 | 5.3 | 4.8099 | 0.097168 | 0.058301
2015-07-02 18:00 | 5.9 | 5.3544 | 0.14007 | 0.084041
2015-07-02 19:00 | 5 | 4.5376 | 0.079038 | 0.047423
2015-07-02 20:00 | 6.1 | 5.5359 | 0.15647 | 0.093883
2015-07-02 21:00 | 5.9 | 5.3544 | 0.14007 | 0.084041
2015-07-02 22:00 | 3.8 | 3.4486 | 0.025791 | 0.015474
2015-07-02 23:00 | 2.5 | 2.2688 | 0 | 0
2015-07-03 | 2.4 | 2.178 | 0 | 0
2015-07-03 01:00 | 2.5 | 2.2688 | 0 | 0
2015-07-03 02:00 | 2.8 | 2.5411 | 0.00079489 | 0.00047693
2015-07-03 03:00 | 4.3 | 3.9023 | 0.044496 | 0.026697
2015-07-03 04:00 | 4 | 3.6301 | 0.032721 | 0.019633
2015-07-03 05:00 | 2.5 | 2.2688 | 0 | 0
2015-07-03 06:00 | 0.8 | 0.72602 | 0 | 0
2015-07-03 07:00 | 0.7 | 0.63526 | 0 | 0
2015-07-03 08:00 | 1 | 0.90752 | 0 | 0
2015-07-03 09:00 | 3.4 | 3.0856 | 0.01397 | 0.008382
2015-07-03 10:00 | 2.9 | 2.6318 | 0.0026453 | 0.0015872
2015-07-03 11:00 | 2.4 | 2.178 | 0 | 0
2015-07-03 12:00 | 3.8 | 3.4486 | 0.025791 | 0.015474
2015-07-03 13:00 | 2.5 | 2.2688 | 0 | 0
2015-07-03 14:00 | 2.7 | 2.4503 | 0 | 0
2015-07-03 15:00 | 2 | 1.815 | 0 | 0
2015-07-03 16:00 | 1.3 | 1.1798 | 0 | 0
2015-07-03 17:00 | 1.6 | 1.452 | 0 | 0
2015-07-03 18:00 | 1.4 | 1.2705 | 0 | 0
2015-07-03 19:00 | 1.9 | 1.7243 | 0 | 0
2015-07-03 20:00 | 1.2 | 1.089 | 0 | 0
2015-07-03 21:00 | 1.2 | 1.089 | 0 | 0
2015-07-03 22:00 | 0.8 | 0.72602 | 0 | 0
2015-07-03 23:00 | 0.7 | 0.63526 | 0 | 0
2015-07-04 | 1.5 | 1.3613 | 0 | 0
2015-07-04 01:00 | 1.4 | 1.2705 | 0 | 0
2015-07-04 02:00 | 1.6 | 1.452 | 0 | 0
2015-07-04 03:00 | 1 | 0.90752 | 0 | 0
2015-07-04 04:00 | 1.8 | 1.6335 | 0 | 0
2015-07-04 05:00 | 1.2 | 1.089 | 0 | 0
2015-07-04 06:00 | 1 | 0.90752 | 0 | 0
2015-07-04 07:00 | 1.5 | 1.3613 | 0 | 0
2015-07-04 08:00 | 2.1 | 1.9058 | 0 | 0
2015-07-04 09:00 | 1.4 | 1.2705 | 0 | 0
2015-07-04 10:00 | 1.5 | 1.3613 | 0 | 0
2015-07-04 11:00 | 3.7 | 3.3578 | 0.022587 | 0.013552
2015-07-04 12:00 | 3.8 | 3.4486 | 0.025791 | 0.015474
2015-07-04 13:00 | 4.2 | 3.8116 | 0.040381 | 0.024229
2015-07-04 14:00 | 3.1 | 2.8133 | 0.0067469 | 0.0040482
2015-07-04 15:00 | 2.4 | 2.178 | 0 | 0
2015-07-04 16:00 | 5.6 | 5.0821 | 0.11747 | 0.070482
2015-07-04 17:00 | 4 | 3.6301 | 0.032721 | 0.019633
2015-07-04 18:00 | 3.9 | 3.5393 | 0.029167 | 0.0175
2015-07-04 19:00 | 5.4 | 4.9006 | 0.10369 | 0.062213
2015-07-04 20:00 | 4.2 | 3.8116 | 0.040381 | 0.024229
2015-07-04 21:00 | 4.5 | 4.0838 | 0.053317 | 0.03199
2015-07-04 22:00 | 4.3 | 3.9023 | 0.044496 | 0.026697
2015-07-04 23:00 | 4.4 | 3.9931 | 0.048806 | 0.029284
2015-07-05 | 3.8 | 3.4486 | 0.025791 | 0.015474
2015-07-05 01:00 | 3.1 | 2.8133 | 0.0067469 | 0.0040482
2015-07-05 02:00 | 2.9 | 2.6318 | 0.0026453 | 0.0015872
2015-07-05 03:00 | 2.8 | 2.5411 | 0.00079489 | 0.00047693
2015-07-05 04:00 | 1.8 | 1.6335 | 0 | 0
2015-07-05 05:00 | 1.1 | 0.99827 | 0 | 0
2015-07-05 06:00 | 2.2 | 1.9965 | 0 | 0
2015-07-05 07:00 | 2.9 | 2.6318 | 0.0026453 | 0.0015872
2015-07-05 08:00 | 2.4 | 2.178 | 0 | 0
2015-07-05 09:00 | 2.5 | 2.2688 | 0 | 0
2015-07-05 10:00 | 2.9 | 2.6318 | 0.0026453 | 0.0015872
2015-07-05 11:00 | 2.5 | 2.2688 | 0 | 0
2015-07-05 12:00 | 2 | 1.815 | 0 | 0
2015-07-05 13:00 | 2.2 | 1.9965 | 0 | 0
2015-07-05 14:00 | 1.4 | 1.2705 | 0 | 0
2015-07-05 15:00 | 1.8 | 1.6335 | 0 | 0
2015-07-05 16:00 | 1.6 | 1.452 | 0 | 0
2015-07-05 17:00 | 1.6 | 1.452 | 0 | 0
2015-07-05 18:00 | 1.6 | 1.452 | 0 | 0
2015-07-05 19:00 | 2.4 | 2.178 | 0 | 0
2015-07-05 20:00 | 2.6 | 2.3595 | 0 | 0
2015-07-05 21:00 | 2.4 | 2.178 | 0 | 0
2015-07-05 22:00 | 3.6 | 3.2671 | 0.019552 | 0.011731
2015-07-05 23:00 | 2.9 | 2.6318 | 0.0026453 | 0.0015872
2015-07-06 | 4.9 | 4.4468 | 0.073457 | 0.044074
2015-07-06 01:00 | 4.1 | 3.7208 | 0.036458 | 0.021875
2015-07-06 02:00 | 2.8 | 2.5411 | 0.00079489 | 0.00047693
2015-07-06 03:00 | 3.3 | 2.9948 | 0.011414 | 0.0068481
2015-07-06 04:00 | 1.9 | 1.7243 | 0 | 0
2015-07-06 05:00 | 1.9 | 1.7243 | 0 | 0
2015-07-06 06:00 | 2 | 1.815 | 0 | 0
2015-07-06 07:00 | 1.5 | 1.3613 | 0 | 0
2015-07-06 08:00 | 1.7 | 1.5428 | 0 | 0
2015-07-06 09:00 | 1.6 | 1.452 | 0 | 0
2015-07-06 10:00 | 1.8 | 1.6335 | 0 | 0
2015-07-06 11:00 | 1.5 | 1.3613 | 0 | 0
2015-07-06 12:00 | 1.7 | 1.5428 | 0 | 0
2015-07-06 13:00 | 1.8 | 1.6335 | 0 | 0
2015-07-06 14:00 | 1.7 | 1.5428 | 0 | 0
2015-07-06 15:00 | 1.7 | 1.5428 | 0 | 0
2015-07-06 16:00 | 2.5 | 2.2688 | 0 | 0
2015-07-06 17:00 | 2.8 | 2.5411 | 0.00079489 | 0.00047693
2015-07-06 18:00 | 1.2 | 1.089 | 0 | 0
2015-07-06 19:00 | 1.1 | 0.99827 | 0 | 0
2015-07-06 20:00 | 1 | 0.90752 | 0 | 0
2015-07-06 21:00 | 1.8 | 1.6335 | 0 | 0
2015-07-06 22:00 | 1.2 | 1.089 | 0 | 0
2015-07-06 23:00 | 3.6 | 3.2671 | 0.019552 | 0.011731
2015-07-07 | 2.8 | 2.5411 | 0.00079489 | 0.00047693
2015-07-07 01:00 | 2.1 | 1.9058 | 0 | 0
2015-07-07 02:00 | 2.9 | 2.6318 | 0.0026453 | 0.0015872
2015-07-07 03:00 | 1.7 | 1.5428 | 0 | 0
2015-07-07 04:00 | 1 | 0.90752 | 0 | 0
2015-07-07 05:00 | 1.7 | 1.5428 | 0 | 0
2015-07-07 06:00 | 4 | 3.6301 | 0.032721 | 0.019633
2015-07-07 07:00 | 3.5 | 3.1763 | 0.016681 | 0.010009
2015-07-07 08:00 | 4.9 | 4.4468 | 0.073457 | 0.044074
2015-07-07 09:00 | 6.6 | 5.9896 | 0.20242 | 0.12145
2015-07-07 10:00 | 7 | 6.3526 | 0.24456 | 0.14674
2015-07-07 11:00 | 6.9 | 6.2619 | 0.23356 | 0.14014
2015-07-07 12:00 | 6.6 | 5.9896 | 0.20242 | 0.12145
2015-07-07 13:00 | 7.1 | 6.4434 | 0.25588 | 0.15353
2015-07-07 14:00 | 8.7 | 7.8954 | 0.48412 | 0.29047
2015-07-07 15:00 | 7.4 | 6.7156 | 0.29181 | 0.17509
2015-07-07 16:00 | 8.9 | 8.0769 | 0.5194 | 0.31164
2015-07-07 17:00 | 5.9 | 5.3544 | 0.14007 | 0.084041
2015-07-07 18:00 | 8.6 | 7.8047 | 0.46708 | 0.28025
2015-07-07 19:00 | 10.5 | 9.529 | 0.8631 | 0.51786
2015-07-07 20:00 | 7.3 | 6.6249 | 0.2795 | 0.1677
2015-07-07 21:00 | 9.3 | 8.4399 | 0.59487 | 0.35692
2015-07-07 22:00 | 8.7 | 7.8954 | 0.48412 | 0.29047
2015-07-07 23:00 | 7.9 | 7.1694 | 0.35849 | 0.21509
2015-07-08 | 6.8 | 6.1711 | 0.22287 | 0.13372
2015-07-08 01:00 | 8.3 | 7.5324 | 0.41828 | 0.25097
2015-07-08 02:00 | 7.7 | 6.9879 | 0.33077 | 0.19846
2015-07-08 03:00 | 8.6 | 7.8047 | 0.46708 | 0.28025
2015-07-08 04:00 | 10.2 | 9.2567 | 0.78989 | 0.47393
2015-07-08 05:00 | 10.9 | 9.892 | 0.96743 | 0.58046
2015-07-08 06:00 | 12.7 | 11.5255 | 1 | 0.6
2015-07-08 07:00 | 14.2 | 12.8868 | 1 | 0.6
2015-07-08 08:00 | 12.7 | 11.5255 | 1 | 0.6
2015-07-08 09:00 | 8.8 | 7.9862 | 0.50156 | 0.30094
2015-07-08 10:00 | 11.1 | 10.0735 | 1 | 0.6
2015-07-08 11:00 | 14.1 | 12.796 | 1 | 0.6
2015-07-08 12:00 | 12.8 | 11.6162 | 1 | 0.6
2015-07-08 13:00 | 11.4 | 10.3457 | 1 | 0.6
2015-07-08 14:00 | 8.7 | 7.8954 | 0.48412 | 0.29047
2015-07-08 15:00 | 9.9 | 8.9844 | 0.72086 | 0.43252
2015-07-08 16:00 | 9.4 | 8.5307 | 0.61478 | 0.36887
2015-07-08 17:00 | 7.5 | 6.8064 | 0.30445 | 0.18267
2015-07-08 18:00 | 10.7 | 9.7105 | 0.91429 | 0.54857
2015-07-08 19:00 | 10.2 | 9.2567 | 0.78989 | 0.47393
2015-07-08 20:00 | 10.3 | 9.3474 | 0.81382 | 0.48829
2015-07-08 21:00 | 9.4 | 8.5307 | 0.61478 | 0.36887
2015-07-08 22:00 | 8.8 | 7.9862 | 0.50156 | 0.30094
2015-07-08 23:00 | 8.9 | 8.0769 | 0.5194 | 0.31164
2015-07-09 | 9.2 | 8.3492 | 0.57538 | 0.34523
2015-07-09 01:00 | 11.2 | 10.1642 | 1 | 0.6
2015-07-09 02:00 | 10.7 | 9.7105 | 0.91429 | 0.54857
2015-07-09 03:00 | 9.6 | 8.7122 | 0.6559 | 0.39354
2015-07-09 04:00 | 9.1 | 8.2584 | 0.5563 | 0.33378
2015-07-09 05:00 | 7 | 6.3526 | 0.24456 | 0.14674
2015-07-09 06:00 | 7 | 6.3526 | 0.24456 | 0.14674
2015-07-09 07:00 | 7 | 6.3526 | 0.24456 | 0.14674
2015-07-09 08:00 | 8.9 | 8.0769 | 0.5194 | 0.31164
2015-07-09 09:00 | 6.8 | 6.1711 | 0.22287 | 0.13372
2015-07-09 10:00 | 9.7 | 8.8029 | 0.67711 | 0.40627
2015-07-09 11:00 | 8 | 7.2602 | 0.37288 | 0.22373
2015-07-09 12:00 | 8.1 | 7.3509 | 0.38764 | 0.23259
2015-07-09 13:00 | 8.2 | 7.4417 | 0.40277 | 0.24166
2015-07-09 14:00 | 7.3 | 6.6249 | 0.2795 | 0.1677
2015-07-09 15:00 | 2.7 | 2.4503 | 0 | 0
2015-07-09 16:00 | 2.1 | 1.9058 | 0 | 0
2015-07-09 17:00 | 3 | 2.7226 | 0.0046278 | 0.0027767
2015-07-09 18:00 | 2 | 1.815 | 0 | 0
2015-07-09 19:00 | 0.9 | 0.81677 | 0 | 0
2015-07-09 20:00 | 1 | 0.90752 | 0 | 0
2015-07-09 21:00 | 1.4 | 1.2705 | 0 | 0
2015-07-09 22:00 | 1.1 | 0.99827 | 0 | 0
2015-07-09 23:00 | 4.1 | 3.7208 | 0.036458 | 0.021875
2015-07-10 | 4 | 3.6301 | 0.032721 | 0.019633
2015-07-10 01:00 | 5.2 | 4.7191 | 0.090889 | 0.054533
2015-07-10 02:00 | 6 | 5.4451 | 0.14813 | 0.08888
2015-07-10 03:00 | 7.5 | 6.8064 | 0.30445 | 0.18267
2015-07-10 04:00 | 5.1 | 4.6283 | 0.084847 | 0.050908
2015-07-10 05:00 | 2.5 | 2.2688 | 0 | 0
2015-07-10 06:00 | 4.9 | 4.4468 | 0.073457 | 0.044074
2015-07-10 07:00 | 3.1 | 2.8133 | 0.0067469 | 0.0040482
2015-07-10 08:00 | 3.1 | 2.8133 | 0.0067469 | 0.0040482
2015-07-10 09:00 | 1.7 | 1.5428 | 0 | 0
2015-07-10 10:00 | 7.9 | 7.1694 | 0.35849 | 0.21509
2015-07-10 11:00 | 10 | 9.0752 | 0.74342 | 0.44605
2015-07-10 12:00 | 4.5 | 4.0838 | 0.053317 | 0.03199
2015-07-10 13:00 | 1.6 | 1.452 | 0 | 0
2015-07-10 14:00 | 1.3 | 1.1798 | 0 | 0
2015-07-10 15:00 | 5.3 | 4.8099 | 0.097168 | 0.058301
2015-07-10 16:00 | 5.6 | 5.0821 | 0.11747 | 0.070482
2015-07-10 17:00 | 6.2 | 5.6266 | 0.16509 | 0.099052
2015-07-10 18:00 | 7.7 | 6.9879 | 0.33077 | 0.19846
2015-07-10 19:00 | 11.1 | 10.0735 | 1 | 0.6
2015-07-10 20:00 | 10 | 9.0752 | 0.74342 | 0.44605
2015-07-10 21:00 | 7.9 | 7.1694 | 0.35849 | 0.21509
2015-07-10 22:00 | 5.6 | 5.0821 | 0.11747 | 0.070482
2015-07-10 23:00 | 4.1 | 3.7208 | 0.036458 | 0.021875
2015-07-11 | 3.6 | 3.2671 | 0.019552 | 0.011731
2015-07-11 01:00 | 3.1 | 2.8133 | 0.0067469 | 0.0040482
2015-07-11 02:00 | 2.7 | 2.4503 | 0 | 0
2015-07-11 03:00 | 2.7 | 2.4503 | 0 | 0
2015-07-11 04:00 | 2.3 | 2.0873 | 0 | 0
2015-07-11 05:00 | 2.4 | 2.178 | 0 | 0
2015-07-11 06:00 | 1.3 | 1.1798 | 0 | 0
2015-07-11 07:00 | 3 | 2.7226 | 0.0046278 | 0.0027767
2015-07-11 08:00 | 3 | 2.7226 | 0.0046278 | 0.0027767
2015-07-11 09:00 | 3.3 | 2.9948 | 0.011414 | 0.0068481
2015-07-11 10:00 | 2.5 | 2.2688 | 0 | 0
2015-07-11 11:00 | 3.6 | 3.2671 | 0.019552 | 0.011731
2015-07-11 12:00 | 2.7 | 2.4503 | 0 | 0
2015-07-11 13:00 | 2.3 | 2.0873 | 0 | 0
2015-07-11 14:00 | 2.2 | 1.9965 | 0 | 0
2015-07-11 15:00 | 1.3 | 1.1798 | 0 | 0
2015-07-11 16:00 | 1.9 | 1.7243 | 0 | 0
2015-07-11 17:00 | 1.6 | 1.452 | 0 | 0
2015-07-11 18:00 | 1.6 | 1.452 | 0 | 0
2015-07-11 19:00 | 1 | 0.90752 | 0 | 0
2015-07-11 20:00 | 1.1 | 0.99827 | 0 | 0
2015-07-11 21:00 | 2 | 1.815 | 0 | 0
2015-07-11 22:00 | 1.7 | 1.5428 | 0 | 0
2015-07-11 23:00 | 0.8 | 0.72602 | 0 | 0
2015-07-12 | 1 | 0.90752 | 0 | 0
2015-07-12 01:00 | 1.7 | 1.5428 | 0 | 0
2015-07-12 02:00 | 1.4 | 1.2705 | 0 | 0
2015-07-12 03:00 | 0.9 | 0.81677 | 0 | 0
2015-07-12 04:00 | 1.5 | 1.3613 | 0 | 0
2015-07-12 05:00 | 1.1 | 0.99827 | 0 | 0
2015-07-12 06:00 | 1.2 | 1.089 | 0 | 0
2015-07-12 07:00 | 1 | 0.90752 | 0 | 0
2015-07-12 08:00 | 1.1 | 0.99827 | 0 | 0
2015-07-12 09:00 | 1.3 | 1.1798 | 0 | 0
2015-07-12 10:00 | 1.3 | 1.1798 | 0 | 0
2015-07-12 11:00 | 1.4 | 1.2705 | 0 | 0
2015-07-12 12:00 | 1.8 | 1.6335 | 0 | 0
2015-07-12 13:00 | 1.8 | 1.6335 | 0 | 0
2015-07-12 14:00 | 1.9 | 1.7243 | 0 | 0
2015-07-12 15:00 | 1.2 | 1.089 | 0 | 0
2015-07-12 16:00 | 1.5 | 1.3613 | 0 | 0
2015-07-12 17:00 | 1.4 | 1.2705 | 0 | 0
2015-07-12 18:00 | 1.1 | 0.99827 | 0 | 0
2015-07-12 19:00 | 1.2 | 1.089 | 0 | 0
2015-07-12 20:00 | 0.9 | 0.81677 | 0 | 0
2015-07-12 21:00 | 1.3 | 1.1798 | 0 | 0
2015-07-12 22:00 | 0.7 | 0.63526 | 0 | 0
2015-07-12 23:00 | 0.2 | 0.1815 | 0 | 0
2015-07-13 | 0.7 | 0.63526 | 0 | 0
2015-07-13 01:00 | 0.7 | 0.63526 | 0 | 0
2015-07-13 02:00 | 0.5 | 0.45376 | 0 | 0
2015-07-13 03:00 | 0.8 | 0.72602 | 0 | 0
2015-07-13 04:00 | 0.8 | 0.72602 | 0 | 0
2015-07-13 05:00 | 0.6 | 0.54451 | 0 | 0
2015-07-13 06:00 | 1.4 | 1.2705 | 0 | 0
2015-07-13 07:00 | 1.1 | 0.99827 | 0 | 0
2015-07-13 08:00 | 0.8 | 0.72602 | 0 | 0
2015-07-13 09:00 | 1.4 | 1.2705 | 0 | 0
2015-07-13 10:00 | 1.4 | 1.2705 | 0 | 0
2015-07-13 11:00 | 0.8 | 0.72602 | 0 | 0
2015-07-13 12:00 | 1.4 | 1.2705 | 0 | 0
2015-07-13 13:00 | 1.3 | 1.1798 | 0 | 0
2015-07-13 14:00 | 1.5 | 1.3613 | 0 | 0
2015-07-13 15:00 | 1.5 | 1.3613 | 0 | 0
2015-07-13 16:00 | 1.2 | 1.089 | 0 | 0
2015-07-13 17:00 | 0.7 | 0.63526 | 0 | 0
2015-07-13 18:00 | 0.6 | 0.54451 | 0 | 0
2015-07-13 19:00 | 1.5 | 1.3613 | 0 | 0
2015-07-13 20:00 | 1.3 | 1.1798 | 0 | 0
2015-07-13 21:00 | 1.5 | 1.3613 | 0 | 0
2015-07-13 22:00 | 0.7 | 0.63526 | 0 | 0
2015-07-13 23:00 | 1.5 | 1.3613 | 0 | 0
2015-07-14 | 1.5 | 1.3613 | 0 | 0
2015-07-14 01:00 | 1.5 | 1.3613 | 0 | 0
2015-07-14 02:00 | 1 | 0.90752 | 0 | 0
2015-07-14 03:00 | 0.7 | 0.63526 | 0 | 0
2015-07-14 04:00 | 1.3 | 1.1798 | 0 | 0
2015-07-14 05:00 | 1.4 | 1.2705 | 0 | 0
2015-07-14 06:00 | 1.1 | 0.99827 | 0 | 0
2015-07-14 07:00 | 1.7 | 1.5428 | 0 | 0
2015-07-14 08:00 | 1.1 | 0.99827 | 0 | 0
2015-07-14 09:00 | 1.4 | 1.2705 | 0 | 0
2015-07-14 10:00 | 1.4 | 1.2705 | 0 | 0
2015-07-14 11:00 | 1.7 | 1.5428 | 0 | 0
2015-07-14 12:00 | 2 | 1.815 | 0 | 0
2015-07-14 13:00 | 1.8 | 1.6335 | 0 | 0
2015-07-14 14:00 | 2 | 1.815 | 0 | 0
2015-07-14 15:00 | 1.8 | 1.6335 | 0 | 0
2015-07-14 16:00 | 1.7 | 1.5428 | 0 | 0
2015-07-14 17:00 | 0.9 | 0.81677 | 0 | 0
2015-07-14 18:00 | 1.1 | 0.99827 | 0 | 0
2015-07-14 19:00 | 1.3 | 1.1798 | 0 | 0
2015-07-14 20:00 | 1.7 | 1.5428 | 0 | 0
2015-07-14 21:00 | 1.1 | 0.99827 | 0 | 0
2015-07-14 22:00 | 1.2 | 1.089 | 0 | 0
2015-07-14 23:00 | 1 | 0.90752 | 0 | 0
2015-07-15 | 0.7 | 0.63526 | 0 | 0
2015-07-15 01:00 | 1.6 | 1.452 | 0 | 0
2015-07-15 02:00 | 2.1 | 1.9058 | 0 | 0
2015-07-15 03:00 | 1.3 | 1.1798 | 0 | 0
2015-07-15 04:00 | 1.8 | 1.6335 | 0 | 0
2015-07-15 05:00 | 1.5 | 1.3613 | 0 | 0
2015-07-15 06:00 | 1.3 | 1.1798 | 0 | 0
2015-07-15 07:00 | 3 | 2.7226 | 0.0046278 | 0.0027767
2015-07-15 08:00 | 1.4 | 1.2705 | 0 | 0
2015-07-15 09:00 | 1.7 | 1.5428 | 0 | 0
2015-07-15 10:00 | 1.1 | 0.99827 | 0 | 0
2015-07-15 11:00 | 1.1 | 0.99827 | 0 | 0
2015-07-15 12:00 | 1 | 0.90752 | 0 | 0
2015-07-15 13:00 | 3.7 | 3.3578 | 0.022587 | 0.013552
2015-07-15 14:00 | 3.3 | 2.9948 | 0.011414 | 0.0068481
2015-07-15 15:00 | 2.3 | 2.0873 | 0 | 0
2015-07-15 16:00 | 3.1 | 2.8133 | 0.0067469 | 0.0040482
2015-07-15 17:00 | 3.1 | 2.8133 | 0.0067469 | 0.0040482
2015-07-15 18:00 | 4.1 | 3.7208 | 0.036458 | 0.021875
2015-07-15 19:00 | 2.8 | 2.5411 | 0.00079489 | 0.00047693
2015-07-15 20:00 | 2.4 | 2.178 | 0 | 0
2015-07-15 21:00 | 1.8 | 1.6335 | 0 | 0
2015-07-15 22:00 | 11.9 | 10.7995 | 1 | 0.6
2015-07-15 23:00 | 12.8 | 11.6162 | 1 | 0.6
2015-07-16 | 12.9 | 11.707 | 1 | 0.6
2015-07-16 01:00 | 12.5 | 11.344 | 1 | 0.6
2015-07-16 02:00 | 12.8 | 11.6162 | 1 | 0.6
2015-07-16 03:00 | 10.5 | 9.529 | 0.8631 | 0.51786
2015-07-16 04:00 | 10.5 | 9.529 | 0.8631 | 0.51786
2015-07-16 05:00 | 12.9 | 11.707 | 1 | 0.6
2015-07-16 06:00 | 12 | 10.8902 | 1 | 0.6
2015-07-16 07:00 | 11.8 | 10.7087 | 1 | 0.6
2015-07-16 08:00 | 11.7 | 10.618 | 1 | 0.6
2015-07-16 09:00 | 10.1 | 9.1659 | 0.76642 | 0.45985
2015-07-16 10:00 | 8.2 | 7.4417 | 0.40277 | 0.24166
2015-07-16 11:00 | 3.6 | 3.2671 | 0.019552 | 0.011731
2015-07-16 12:00 | 9.4 | 8.5307 | 0.61478 | 0.36887
2015-07-16 13:00 | 6.1 | 5.5359 | 0.15647 | 0.093883
2015-07-16 14:00 | 7.1 | 6.4434 | 0.25588 | 0.15353
2015-07-16 15:00 | 9.5 | 8.6214 | 0.63512 | 0.38107
2015-07-16 16:00 | 9.4 | 8.5307 | 0.61478 | 0.36887
2015-07-16 17:00 | 7 | 6.3526 | 0.24456 | 0.14674
2015-07-16 18:00 | 7 | 6.3526 | 0.24456 | 0.14674
2015-07-16 19:00 | 7.7 | 6.9879 | 0.33077 | 0.19846
2015-07-16 20:00 | 6 | 5.4451 | 0.14813 | 0.08888
2015-07-16 21:00 | 8.9 | 8.0769 | 0.5194 | 0.31164
2015-07-16 22:00 | 7.9 | 7.1694 | 0.35849 | 0.21509
2015-07-16 23:00 | 8.5 | 7.7139 | 0.45043 | 0.27026
2015-07-17 | 7.5 | 6.8064 | 0.30445 | 0.18267
2015-07-17 01:00 | 4.8 | 4.3561 | 0.068098 | 0.040859
2015-07-17 02:00 | 3 | 2.7226 | 0.0046278 | 0.0027767
2015-07-17 03:00 | 1.7 | 1.5428 | 0 | 0
2015-07-17 04:00 | 1.1 | 0.99827 | 0 | 0
2015-07-17 05:00 | 0.8 | 0.72602 | 0 | 0
2015-07-17 06:00 | 1.5 | 1.3613 | 0 | 0
2015-07-17 07:00 | 1.2 | 1.089 | 0 | 0
2015-07-17 08:00 | 0.7 | 0.63526 | 0 | 0
2015-07-17 09:00 | 1 | 0.90752 | 0 | 0
2015-07-17 10:00 | 4.1 | 3.7208 | 0.036458 | 0.021875
2015-07-17 11:00 | 6.6 | 5.9896 | 0.20242 | 0.12145
2015-07-17 12:00 | 6.7 | 6.0804 | 0.21249 | 0.1275
2015-07-17 13:00 | 7.5 | 6.8064 | 0.30445 | 0.18267
2015-07-17 14:00 | 6.8 | 6.1711 | 0.22287 | 0.13372
2015-07-17 15:00 | 6.5 | 5.8989 | 0.19265 | 0.11559
2015-07-17 16:00 | 3.2 | 2.9041 | 0.0090073 | 0.0054044
2015-07-17 17:00 | 4.8 | 4.3561 | 0.068098 | 0.040859
2015-07-17 18:00 | 7.4 | 6.7156 | 0.29181 | 0.17509
2015-07-17 19:00 | 6.8 | 6.1711 | 0.22287 | 0.13372
2015-07-17 20:00 | 6.1 | 5.5359 | 0.15647 | 0.093883
2015-07-17 21:00 | 5.5 | 4.9914 | 0.11045 | 0.066272
2015-07-17 22:00 | 10.2 | 9.2567 | 0.78989 | 0.47393
2015-07-17 23:00 | 6.9 | 6.2619 | 0.23356 | 0.14014
2015-07-18 | 6.6 | 5.9896 | 0.20242 | 0.12145
2015-07-18 01:00 | 10 | 9.0752 | 0.74342 | 0.44605
2015-07-18 02:00 | 10.2 | 9.2567 | 0.78989 | 0.47393
2015-07-18 03:00 | 9.4 | 8.5307 | 0.61478 | 0.36887
2015-07-18 04:00 | 11 | 9.9827 | 0.99474 | 0.59684
2015-07-18 05:00 | 6.9 | 6.2619 | 0.23356 | 0.14014
2015-07-18 06:00 | 6.2 | 5.6266 | 0.16509 | 0.099052
2015-07-18 07:00 | 6.1 | 5.5359 | 0.15647 | 0.093883
2015-07-18 08:00 | 7.3 | 6.6249 | 0.2795 | 0.1677
2015-07-18 09:00 | 6.8 | 6.1711 | 0.22287 | 0.13372
2015-07-18 10:00 | 4 | 3.6301 | 0.032721 | 0.019633
2015-07-18 11:00 | 10.5 | 9.529 | 0.8631 | 0.51786
2015-07-18 12:00 | 11.2 | 10.1642 | 1 | 0.6
2015-07-18 13:00 | 10.3 | 9.3474 | 0.81382 | 0.48829
2015-07-18 14:00 | 7.9 | 7.1694 | 0.35849 | 0.21509
2015-07-18 15:00 | 6.4 | 5.8081 | 0.18317 | 0.1099
2015-07-18 16:00 | 7.4 | 6.7156 | 0.29181 | 0.17509
2015-07-18 17:00 | 7.7 | 6.9879 | 0.33077 | 0.19846
2015-07-18 18:00 | 7.8 | 7.0786 | 0.34445 | 0.20667
2015-07-18 19:00 | 7.9 | 7.1694 | 0.35849 | 0.21509
2015-07-18 20:00 | 5 | 4.5376 | 0.079038 | 0.047423
2015-07-18 21:00 | 5.8 | 5.2636 | 0.13227 | 0.079364
2015-07-18 22:00 | 7.6 | 6.8971 | 0.31744 | 0.19046
2015-07-18 23:00 | 8.6 | 7.8047 | 0.46708 | 0.28025
2015-07-19 | 8.1 | 7.3509 | 0.38764 | 0.23259
2015-07-19 01:00 | 7.4 | 6.7156 | 0.29181 | 0.17509
2015-07-19 02:00 | 10.1 | 9.1659 | 0.76642 | 0.45985
2015-07-19 03:00 | 7.6 | 6.8971 | 0.31744 | 0.19046
2015-07-19 04:00 | 8.3 | 7.5324 | 0.41828 | 0.25097
2015-07-19 05:00 | 10.5 | 9.529 | 0.8631 | 0.51786
2015-07-19 06:00 | 10 | 9.0752 | 0.74342 | 0.44605
2015-07-19 07:00 | 9.7 | 8.8029 | 0.67711 | 0.40627
2015-07-19 08:00 | 10.1 | 9.1659 | 0.76642 | 0.45985
2015-07-19 09:00 | 9.9 | 8.9844 | 0.72086 | 0.43252
2015-07-19 10:00 | 9.9 | 8.9844 | 0.72086 | 0.43252
2015-07-19 11:00 | 8.6 | 7.8047 | 0.46708 | 0.28025
2015-07-19 12:00 | 8.9 | 8.0769 | 0.5194 | 0.31164
2015-07-19 13:00 | 6.1 | 5.5359 | 0.15647 | 0.093883
2015-07-19 14:00 | 8.2 | 7.4417 | 0.40277 | 0.24166
2015-07-19 15:00 | 8.5 | 7.7139 | 0.45043 | 0.27026
2015-07-19 16:00 | 9.6 | 8.7122 | 0.6559 | 0.39354
2015-07-19 17:00 | 9.4 | 8.5307 | 0.61478 | 0.36887
2015-07-19 18:00 | 8.2 | 7.4417 | 0.40277 | 0.24166
2015-07-19 19:00 | 9.5 | 8.6214 | 0.63512 | 0.38107
2015-07-19 20:00 | 9.6 | 8.7122 | 0.6559 | 0.39354
2015-07-19 21:00 | 8.4 | 7.6232 | 0.43416 | 0.2605
2015-07-19 22:00 | 7.1 | 6.4434 | 0.25588 | 0.15353
2015-07-19 23:00 | 5.9 | 5.3544 | 0.14007 | 0.084041
2015-07-20 | 7 | 6.3526 | 0.24456 | 0.14674
2015-07-20 01:00 | 7.7 | 6.9879 | 0.33077 | 0.19846
2015-07-20 02:00 | 8.8 | 7.9862 | 0.50156 | 0.30094
2015-07-20 03:00 | 8.3 | 7.5324 | 0.41828 | 0.25097
2015-07-20 04:00 | 9.9 | 8.9844 | 0.72086 | 0.43252
2015-07-20 05:00 | 8.1 | 7.3509 | 0.38764 | 0.23259
2015-07-20 06:00 | 7.1 | 6.4434 | 0.25588 | 0.15353
2015-07-20 07:00 | 8.5 | 7.7139 | 0.45043 | 0.27026
2015-07-20 08:00 | 9.8 | 8.8937 | 0.69876 | 0.41926
2015-07-20 09:00 | 9.4 | 8.5307 | 0.61478 | 0.36887
2015-07-20 10:00 | 6.9 | 6.2619 | 0.23356 | 0.14014
2015-07-20 11:00 | 9.1 | 8.2584 | 0.5563 | 0.33378
2015-07-20 12:00 | 8.5 | 7.7139 | 0.45043 | 0.27026
2015-07-20 13:00 | 7.7 | 6.9879 | 0.33077 | 0.19846
2015-07-20 14:00 | 9.8 | 8.8937 | 0.69876 | 0.41926
2015-07-20 15:00 | 5.8 | 5.2636 | 0.13227 | 0.079364
2015-07-20 16:00 | 8.1 | 7.3509 | 0.38764 | 0.23259
2015-07-20 17:00 | 7.3 | 6.6249 | 0.2795 | 0.1677
2015-07-20 18:00 | 6.2 | 5.6266 | 0.16509 | 0.099052
2015-07-20 19:00 | 7.3 | 6.6249 | 0.2795 | 0.1677
2015-07-20 20:00 | 7.2 | 6.5341 | 0.26753 | 0.16052
2015-07-20 21:00 | 5.6 | 5.0821 | 0.11747 | 0.070482
2015-07-20 22:00 | 3.7 | 3.3578 | 0.022587 | 0.013552
2015-07-20 23:00 | 2.4 | 2.178 | 0 | 0
2015-07-21 | 1.3 | 1.1798 | 0 | 0
2015-07-21 01:00 | 0.7 | 0.63526 | 0 | 0
2015-07-21 02:00 | 1 | 0.90752 | 0 | 0
2015-07-21 03:00 | 1.5 | 1.3613 | 0 | 0
2015-07-21 04:00 | 0.9 | 0.81677 | 0 | 0
2015-07-21 05:00 | 0.7 | 0.63526 | 0 | 0
2015-07-21 06:00 | 1.6 | 1.452 | 0 | 0
2015-07-21 07:00 | 1.2 | 1.089 | 0 | 0
2015-07-21 08:00 | 2.3 | 2.0873 | 0 | 0
2015-07-21 09:00 | 1.3 | 1.1798 | 0 | 0
2015-07-21 10:00 | 2 | 1.815 | 0 | 0
2015-07-21 11:00 | 2.7 | 2.4503 | 0 | 0
2015-07-21 12:00 | 2.2 | 1.9965 | 0 | 0
2015-07-21 13:00 | 1.9 | 1.7243 | 0 | 0
2015-07-21 14:00 | 2.2 | 1.9965 | 0 | 0
2015-07-21 15:00 | 2.3 | 2.0873 | 0 | 0
2015-07-21 16:00 | 1.2 | 1.089 | 0 | 0
2015-07-21 17:00 | 1.4 | 1.2705 | 0 | 0
2015-07-21 18:00 | 0.9 | 0.81677 | 0 | 0
2015-07-21 19:00 | 1.4 | 1.2705 | 0 | 0
2015-07-21 20:00 | 1.4 | 1.2705 | 0 | 0
2015-07-21 21:00 | 1.4 | 1.2705 | 0 | 0
2015-07-21 22:00 | 0.8 | 0.72602 | 0 | 0
2015-07-21 23:00 | 1.3 | 1.1798 | 0 | 0
2015-07-22 | 0.7 | 0.63526 | 0 | 0
2015-07-22 01:00 | 1.6 | 1.452 | 0 | 0
2015-07-22 02:00 | 0.4 | 0.36301 | 0 | 0
2015-07-22 03:00 | 0.6 | 0.54451 | 0 | 0
2015-07-22 04:00 | 2 | 1.815 | 0 | 0
2015-07-22 05:00 | 1.5 | 1.3613 | 0 | 0
2015-07-22 06:00 | 1.1 | 0.99827 | 0 | 0
2015-07-22 07:00 | 2 | 1.815 | 0 | 0
2015-07-22 08:00 | 2.3 | 2.0873 | 0 | 0
2015-07-22 09:00 | 1.5 | 1.3613 | 0 | 0
2015-07-22 10:00 | 1.8 | 1.6335 | 0 | 0
2015-07-22 11:00 | 1.5 | 1.3613 | 0 | 0
2015-07-22 12:00 | 2.4 | 2.178 | 0 | 0
2015-07-22 13:00 | 2.4 | 2.178 | 0 | 0
2015-07-22 14:00 | 3.6 | 3.2671 | 0.019552 | 0.011731
2015-07-22 15:00 | 3.2 | 2.9041 | 0.0090073 | 0.0054044
2015-07-22 16:00 | 2.5 | 2.2688 | 0 | 0
2015-07-22 17:00 | 3 | 2.7226 | 0.0046278 | 0.0027767
2015-07-22 18:00 | 2 | 1.815 | 0 | 0
2015-07-22 19:00 | 1.5 | 1.3613 | 0 | 0
2015-07-22 20:00 | 2 | 1.815 | 0 | 0
2015-07-22 21:00 | 1.5 | 1.3613 | 0 | 0
2015-07-22 22:00 | 2.5 | 2.2688 | 0 | 0
2015-07-22 23:00 | 2.8 | 2.5411 | 0.00079489 | 0.00047693
2015-07-23 | 2.5 | 2.2688 | 0 | 0
2015-07-23 01:00 | 1.7 | 1.5428 | 0 | 0
2015-07-23 02:00 | 1.5 | 1.3613 | 0 | 0
2015-07-23 03:00 | 1.2 | 1.089 | 0 | 0
2015-07-23 04:00 | 1 | 0.90752 | 0 | 0
2015-07-23 05:00 | 1.2 | 1.089 | 0 | 0
2015-07-23 06:00 | 1.1 | 0.99827 | 0 | 0
2015-07-23 07:00 | 0.8 | 0.72602 | 0 | 0
2015-07-23 08:00 | 2.1 | 1.9058 | 0 | 0
2015-07-23 09:00 | 1.4 | 1.2705 | 0 | 0
2015-07-23 10:00 | 1.6 | 1.452 | 0 | 0
2015-07-23 11:00 | 1 | 0.90752 | 0 | 0
2015-07-23 12:00 | 1.3 | 1.1798 | 0 | 0
2015-07-23 13:00 | 2 | 1.815 | 0 | 0
2015-07-23 14:00 | 2 | 1.815 | 0 | 0
2015-07-23 15:00 | 3.4 | 3.0856 | 0.01397 | 0.008382
2015-07-23 16:00 | 3.9 | 3.5393 | 0.029167 | 0.0175
2015-07-23 17:00 | 3.4 | 3.0856 | 0.01397 | 0.008382
2015-07-23 18:00 | 2.2 | 1.9965 | 0 | 0
2015-07-23 19:00 | 2.9 | 2.6318 | 0.0026453 | 0.0015872
2015-07-23 20:00 | 4.7 | 4.2653 | 0.062959 | 0.037775
2015-07-23 21:00 | 3.9 | 3.5393 | 0.029167 | 0.0175
2015-07-23 22:00 | 2.5 | 2.2688 | 0 | 0
2015-07-23 23:00 | 0.6 | 0.54451 | 0 | 0
2015-07-24 | 2.4 | 2.178 | 0 | 0
2015-07-24 01:00 | 0.9 | 0.81677 | 0 | 0
2015-07-24 02:00 | 1 | 0.90752 | 0 | 0
2015-07-24 03:00 | 1.2 | 1.089 | 0 | 0
2015-07-24 04:00 | 1 | 0.90752 | 0 | 0
2015-07-24 05:00 | 1.2 | 1.089 | 0 | 0
2015-07-24 06:00 | 0.6 | 0.54451 | 0 | 0
2015-07-24 07:00 | 0.5 | 0.45376 | 0 | 0
2015-07-24 08:00 | 2.8 | 2.5411 | 0.00079489 | 0.00047693
2015-07-24 09:00 | 2.5 | 2.2688 | 0 | 0
2015-07-24 10:00 | 2.3 | 2.0873 | 0 | 0
2015-07-24 11:00 | 1.7 | 1.5428 | 0 | 0
2015-07-24 12:00 | 2 | 1.815 | 0 | 0
2015-07-24 13:00 | 3.1 | 2.8133 | 0.0067469 | 0.0040482
2015-07-24 14:00 | 3.5 | 3.1763 | 0.016681 | 0.010009
2015-07-24 15:00 | 2.9 | 2.6318 | 0.0026453 | 0.0015872
2015-07-24 16:00 | 5.4 | 4.9006 | 0.10369 | 0.062213
2015-07-24 17:00 | 5.3 | 4.8099 | 0.097168 | 0.058301
2015-07-24 18:00 | 3.2 | 2.9041 | 0.0090073 | 0.0054044
2015-07-24 19:00 | 5.5 | 4.9914 | 0.11045 | 0.066272
2015-07-24 20:00 | 5.8 | 5.2636 | 0.13227 | 0.079364
2015-07-24 21:00 | 4.7 | 4.2653 | 0.062959 | 0.037775
2015-07-24 22:00 | 4.3 | 3.9023 | 0.044496 | 0.026697
2015-07-24 23:00 | 4.4 | 3.9931 | 0.048806 | 0.029284
2015-07-25 | 2.8 | 2.5411 | 0.00079489 | 0.00047693
2015-07-25 01:00 | 2.5 | 2.2688 | 0 | 0
2015-07-25 02:00 | 2.2 | 1.9965 | 0 | 0
2015-07-25 03:00 | 2.6 | 2.3595 | 0 | 0
2015-07-25 04:00 | 0.8 | 0.72602 | 0 | 0
2015-07-25 05:00 | 0.9 | 0.81677 | 0 | 0
2015-07-25 06:00 | 0.9 | 0.81677 | 0 | 0
2015-07-25 07:00 | 1.5 | 1.3613 | 0 | 0
2015-07-25 08:00 | 1 | 0.90752 | 0 | 0
2015-07-25 09:00 | 0.8 | 0.72602 | 0 | 0
2015-07-25 10:00 | 1.6 | 1.452 | 0 | 0
2015-07-25 11:00 | 2.7 | 2.4503 | 0 | 0
2015-07-25 12:00 | 2.8 | 2.5411 | 0.00079489 | 0.00047693
2015-07-25 13:00 | 2.7 | 2.4503 | 0 | 0
2015-07-25 14:00 | 2.8 | 2.5411 | 0.00079489 | 0.00047693
2015-07-25 15:00 | 2.3 | 2.0873 | 0 | 0
2015-07-25 16:00 | 2.2 | 1.9965 | 0 | 0
2015-07-25 17:00 | 2.2 | 1.9965 | 0 | 0
2015-07-25 18:00 | 1.7 | 1.5428 | 0 | 0
2015-07-25 19:00 | 0.8 | 0.72602 | 0 | 0
2015-07-25 20:00 | 1.2 | 1.089 | 0 | 0
2015-07-25 21:00 | 2.1 | 1.9058 | 0 | 0
2015-07-25 22:00 | 1.3 | 1.1798 | 0 | 0
2015-07-25 23:00 | 1 | 0.90752 | 0 | 0
2015-07-26 | 0.9 | 0.81677 | 0 | 0
2015-07-26 01:00 | 1.5 | 1.3613 | 0 | 0
2015-07-26 02:00 | 0.4 | 0.36301 | 0 | 0
2015-07-26 03:00 | 1.9 | 1.7243 | 0 | 0
2015-07-26 04:00 | 1.1 | 0.99827 | 0 | 0
2015-07-26 05:00 | 0.9 | 0.81677 | 0 | 0
2015-07-26 06:00 | 1.1 | 0.99827 | 0 | 0
2015-07-26 07:00 | 1.2 | 1.089 | 0 | 0
2015-07-26 08:00 | 2.8 | 2.5411 | 0.00079489 | 0.00047693
2015-07-26 09:00 | 1.7 | 1.5428 | 0 | 0
2015-07-26 10:00 | 2.3 | 2.0873 | 0 | 0
2015-07-26 11:00 | 1.5 | 1.3613 | 0 | 0
2015-07-26 12:00 | 2.4 | 2.178 | 0 | 0
2015-07-26 13:00 | 2.6 | 2.3595 | 0 | 0
2015-07-26 14:00 | 2.8 | 2.5411 | 0.00079489 | 0.00047693
2015-07-26 15:00 | 3 | 2.7226 | 0.0046278 | 0.0027767
2015-07-26 16:00 | 1.6 | 1.452 | 0 | 0
2015-07-26 17:00 | 1.9 | 1.7243 | 0 | 0
2015-07-26 18:00 | 1.6 | 1.452 | 0 | 0
2015-07-26 19:00 | 1.8 | 1.6335 | 0 | 0
2015-07-26 20:00 | 2.3 | 2.0873 | 0 | 0
2015-07-26 21:00 | 2.7 | 2.4503 | 0 | 0
2015-07-26 22:00 | 2.3 | 2.0873 | 0 | 0
2015-07-26 23:00 | 2.3 | 2.0873 | 0 | 0
2015-07-27 | 1.9 | 1.7243 | 0 | 0
2015-07-27 01:00 | 2.6 | 2.3595 | 0 | 0
2015-07-27 02:00 | 3.8 | 3.4486 | 0.025791 | 0.015474
2015-07-27 03:00 | 4.3 | 3.9023 | 0.044496 | 0.026697
2015-07-27 04:00 | 4.2 | 3.8116 | 0.040381 | 0.024229
2015-07-27 05:00 | 3.4 | 3.0856 | 0.01397 | 0.008382
2015-07-27 06:00 | 4.8 | 4.3561 | 0.068098 | 0.040859
2015-07-27 07:00 | 6.9 | 6.2619 | 0.23356 | 0.14014
2015-07-27 08:00 | 7.5 | 6.8064 | 0.30445 | 0.18267
2015-07-27 09:00 | 7.1 | 6.4434 | 0.25588 | 0.15353
2015-07-27 10:00 | 7.1 | 6.4434 | 0.25588 | 0.15353
2015-07-27 11:00 | 9.4 | 8.5307 | 0.61478 | 0.36887
2015-07-27 12:00 | 9.7 | 8.8029 | 0.67711 | 0.40627
2015-07-27 13:00 | 11.9 | 10.7995 | 1 | 0.6
2015-07-27 14:00 | 10.2 | 9.2567 | 0.78989 | 0.47393
2015-07-27 15:00 | 10.7 | 9.7105 | 0.91429 | 0.54857
2015-07-27 16:00 | 11.4 | 10.3457 | 1 | 0.6
2015-07-27 17:00 | 10.5 | 9.529 | 0.8631 | 0.51786
2015-07-27 18:00 | 8 | 7.2602 | 0.37288 | 0.22373
2015-07-27 19:00 | 11.2 | 10.1642 | 1 | 0.6
2015-07-27 20:00 | 12.9 | 11.707 | 1 | 0.6
2015-07-27 21:00 | 13.4 | 12.1608 | 1 | 0.6
2015-07-27 22:00 | 12 | 10.8902 | 1 | 0.6
2015-07-27 23:00 | 10.5 | 9.529 | 0.8631 | 0.51786
2015-07-28 | 13.1 | 11.8885 | 1 | 0.6
2015-07-28 01:00 | 14.3 | 12.9775 | 1 | 0.6
2015-07-28 02:00 | 18.4 | 16.6984 | 1 | 0.6
2015-07-28 03:00 | 17 | 15.4278 | 1 | 0.6
2015-07-28 04:00 | 13.7 | 12.433 | 1 | 0.6
2015-07-28 05:00 | 16.4 | 14.8833 | 1 | 0.6
2015-07-28 06:00 | 15.8 | 14.3388 | 1 | 0.6
2015-07-28 07:00 | 14.7 | 13.3405 | 1 | 0.6
2015-07-28 08:00 | 16.8 | 15.2463 | 1 | 0.6
2015-07-28 09:00 | 15.7 | 14.2481 | 1 | 0.6
2015-07-28 10:00 | 15 | 13.6128 | 1 | 0.6
2015-07-28 11:00 | 17.2 | 15.6093 | 1 | 0.6
2015-07-28 12:00 | 12.2 | 11.0717 | 1 | 0.6
2015-07-28 13:00 | 16.3 | 14.7926 | 1 | 0.6
2015-07-28 14:00 | 14.9 | 13.522 | 1 | 0.6
2015-07-28 15:00 | 14.9 | 13.522 | 1 | 0.6
2015-07-28 16:00 | 16.9 | 15.3371 | 1 | 0.6
2015-07-28 17:00 | 18 | 16.3353 | 1 | 0.6
2015-07-28 18:00 | 15.5 | 14.0665 | 1 | 0.6
2015-07-28 19:00 | 16.3 | 14.7926 | 1 | 0.6
2015-07-28 20:00 | 16.2 | 14.7018 | 1 | 0.6
2015-07-28 21:00 | 14.9 | 13.522 | 1 | 0.6
2015-07-28 22:00 | 12.8 | 11.6162 | 1 | 0.6
2015-07-28 23:00 | 14.1 | 12.796 | 1 | 0.6
2015-07-29 | 11.3 | 10.255 | 1 | 0.6
2015-07-29 01:00 | 13.7 | 12.433 | 1 | 0.6
2015-07-29 02:00 | 10.6 | 9.6197 | 0.88845 | 0.53307
2015-07-29 03:00 | 12.6 | 11.4347 | 1 | 0.6
2015-07-29 04:00 | 14 | 12.7053 | 1 | 0.6
2015-07-29 05:00 | 10.7 | 9.7105 | 0.91429 | 0.54857
2015-07-29 06:00 | 10.6 | 9.6197 | 0.88845 | 0.53307
2015-07-29 07:00 | 11.5 | 10.4365 | 1 | 0.6
2015-07-29 08:00 | 12.9 | 11.707 | 1 | 0.6
2015-07-29 09:00 | 12.5 | 11.344 | 1 | 0.6
2015-07-29 10:00 | 12.1 | 10.981 | 1 | 0.6
2015-07-29 11:00 | 10.1 | 9.1659 | 0.76642 | 0.45985
2015-07-29 12:00 | 11 | 9.9827 | 0.99474 | 0.59684
2015-07-29 13:00 | 10.5 | 9.529 | 0.8631 | 0.51786
2015-07-29 14:00 | 10.7 | 9.7105 | 0.91429 | 0.54857
2015-07-29 15:00 | 11.3 | 10.255 | 1 | 0.6
2015-07-29 16:00 | 10.8 | 9.8012 | 0.94061 | 0.56437
2015-07-29 17:00 | 10 | 9.0752 | 0.74342 | 0.44605
2015-07-29 18:00 | 10.3 | 9.3474 | 0.81382 | 0.48829
2015-07-29 19:00 | 12.9 | 11.707 | 1 | 0.6
2015-07-29 20:00 | 12.3 | 11.1625 | 1 | 0.6
2015-07-29 21:00 | 12.9 | 11.707 | 1 | 0.6
2015-07-29 22:00 | 13.5 | 12.2515 | 1 | 0.6
2015-07-29 23:00 | 12.4 | 11.2532 | 1 | 0.6
2015-07-30 | 12 | 10.8902 | 1 | 0.6
2015-07-30 01:00 | 13 | 11.7977 | 1 | 0.6
2015-07-30 02:00 | 14.3 | 12.9775 | 1 | 0.6
2015-07-30 03:00 | 13.2 | 11.9793 | 1 | 0.6
2015-07-30 04:00 | 13.5 | 12.2515 | 1 | 0.6
2015-07-30 05:00 | 11.5 | 10.4365 | 1 | 0.6
2015-07-30 06:00 | 11.3 | 10.255 | 1 | 0.6
2015-07-30 07:00 | 11.2 | 10.1642 | 1 | 0.6
2015-07-30 08:00 | 10.8 | 9.8012 | 0.94061 | 0.56437
2015-07-30 09:00 | 11.5 | 10.4365 | 1 | 0.6
2015-07-30 10:00 | 10.4 | 9.4382 | 0.83822 | 0.50293
2015-07-30 11:00 | 10.7 | 9.7105 | 0.91429 | 0.54857
2015-07-30 12:00 | 10.7 | 9.7105 | 0.91429 | 0.54857
2015-07-30 13:00 | 11.8 | 10.7087 | 1 | 0.6
2015-07-30 14:00 | 11.1 | 10.0735 | 1 | 0.6
2015-07-30 15:00 | 12.2 | 11.0717 | 1 | 0.6
2015-07-30 16:00 | 12.3 | 11.1625 | 1 | 0.6
2015-07-30 17:00 | 13.2 | 11.9793 | 1 | 0.6
2015-07-30 18:00 | 10.1 | 9.1659 | 0.76642 | 0.45985
2015-07-30 19:00 | 9.2 | 8.3492 | 0.57538 | 0.34523
2015-07-30 20:00 | 10.2 | 9.2567 | 0.78989 | 0.47393
2015-07-30 21:00 | 12.1 | 10.981 | 1 | 0.6
2015-07-30 22:00 | 11.8 | 10.7087 | 1 | 0.6
2015-07-30 23:00 | 11.2 | 10.1642 | 1 | 0.6
2015-07-31 | 13 | 11.7977 | 1 | 0.6
2015-07-31 01:00 | 13.5 | 12.2515 | 1 | 0.6
2015-07-31 02:00 | 13.1 | 11.8885 | 1 | 0.6
2015-07-31 03:00 | 12.6 | 11.4347 | 1 | 0.6
2015-07-31 04:00 | 12.4 | 11.2532 | 1 | 0.6
2015-07-31 05:00 | 12.4 | 11.2532 | 1 | 0.6
2015-07-31 06:00 | 9.5 | 8.6214 | 0.63512 | 0.38107
2015-07-31 07:00 | 11.5 | 10.4365 | 1 | 0.6
2015-07-31 08:00 | 13.9 | 12.6145 | 1 | 0.6
2015-07-31 09:00 | 10.5 | 9.529 | 0.8631 | 0.51786
2015-07-31 10:00 | 12.1 | 10.981 | 1 | 0.6
2015-07-31 11:00 | 15 | 13.6128 | 1 | 0.6
2015-07-31 12:00 | 15.8 | 14.3388 | 1 | 0.6
2015-07-31 13:00 | 15.1 | 13.7035 | 1 | 0.6
2015-07-31 14:00 | 11 | 9.9827 | 0.99474 | 0.59684
2015-07-31 15:00 | 9.9 | 8.9844 | 0.72086 | 0.43252
2015-07-31 16:00 | 11.6 | 10.5272 | 1 | 0.6
2015-07-31 17:00 | 10.3 | 9.3474 | 0.81382 | 0.48829
2015-07-31 18:00 | 10.6 | 9.6197 | 0.88845 | 0.53307
2015-07-31 19:00 | 12.5 | 11.344 | 1 | 0.6
2015-07-31 20:00 | 13.4 | 12.1608 | 1 | 0.6
2015-07-31 21:00 | 11.8 | 10.7087 | 1 | 0.6
2015-07-31 22:00 | 10.8 | 9.8012 | 0.94061 | 0.56437
2015-07-31 23:00 | 12.4 | 11.2532 | 1 | 0.6
2015-08-01 | 14.8 | 13.4313 | 1 | 0.6
2015-08-01 01:00 | 14.6 | 13.2498 | 1 | 0.6
2015-08-01 02:00 | 13.7 | 12.433 | 1 | 0.6
2015-08-01 03:00 | 13 | 11.7977 | 1 | 0.6
2015-08-01 04:00 | 13.3 | 12.07 | 1 | 0.6
2015-08-01 05:00 | 12.2 | 11.0717 | 1 | 0.6
2015-08-01 06:00 | 11.9 | 10.7995 | 1 | 0.6
2015-08-01 07:00 | 10.8 | 9.8012 | 0.94061 | 0.56437
2015-08-01 08:00 | 11.6 | 10.5272 | 1 | 0.6
2015-08-01 09:00 | 12.1 | 10.981 | 1 | 0.6
2015-08-01 10:00 | 14 | 12.7053 | 1 | 0.6
2015-08-01 11:00 | 12.1 | 10.981 | 1 | 0.6
2015-08-01 12:00 | 11.1 | 10.0735 | 1 | 0.6
2015-08-01 13:00 | 9.3 | 8.4399 | 0.59487 | 0.35692
2015-08-01 14:00 | 11.6 | 10.5272 | 1 | 0.6
2015-08-01 15:00 | 6.7 | 6.0804 | 0.21249 | 0.1275
2015-08-01 16:00 | 10.3 | 9.3474 | 0.81382 | 0.48829
2015-08-01 17:00 | 8.4 | 7.6232 | 0.43416 | 0.2605
2015-08-01 18:00 | 11.4 | 10.3457 | 1 | 0.6
2015-08-01 19:00 | 10.7 | 9.7105 | 0.91429 | 0.54857
2015-08-01 20:00 | 13 | 11.7977 | 1 | 0.6
2015-08-01 21:00 | 15.2 | 13.7943 | 1 | 0.6
2015-08-01 22:00 | 12.9 | 11.707 | 1 | 0.6
2015-08-01 23:00 | 14.6 | 13.2498 | 1 | 0.6
2015-08-02 | 9.4 | 8.5307 | 0.61478 | 0.36887
2015-08-02 01:00 | 9.2 | 8.3492 | 0.57538 | 0.34523
2015-08-02 02:00 | 9.1 | 8.2584 | 0.5563 | 0.33378
2015-08-02 03:00 | 6.7 | 6.0804 | 0.21249 | 0.1275
2015-08-02 04:00 | 8 | 7.2602 | 0.37288 | 0.22373
2015-08-02 05:00 | 11 | 9.9827 | 0.99474 | 0.59684
2015-08-02 06:00 | 14 | 12.7053 | 1 | 0.6
2015-08-02 07:00 | 12 | 10.8902 | 1 | 0.6
2015-08-02 08:00 | 12.1 | 10.981 | 1 | 0.6
2015-08-02 09:00 | 9.7 | 8.8029 | 0.67711 | 0.40627
2015-08-02 10:00 | 10.9 | 9.892 | 0.96743 | 0.58046
2015-08-02 11:00 | 10.3 | 9.3474 | 0.81382 | 0.48829
2015-08-02 12:00 | 6.6 | 5.9896 | 0.20242 | 0.12145
2015-08-02 13:00 | 9.7 | 8.8029 | 0.67711 | 0.40627
2015-08-02 14:00 | 9.2 | 8.3492 | 0.57538 | 0.34523
2015-08-02 15:00 | 9.1 | 8.2584 | 0.5563 | 0.33378
2015-08-02 16:00 | 11 | 9.9827 | 0.99474 | 0.59684
2015-08-02 17:00 | 10.1 | 9.1659 | 0.76642 | 0.45985
2015-08-02 18:00 | 11.6 | 10.5272 | 1 | 0.6
2015-08-02 19:00 | 10.5 | 9.529 | 0.8631 | 0.51786
2015-08-02 20:00 | 9.5 | 8.6214 | 0.63512 | 0.38107
2015-08-02 21:00 | 9 | 8.1677 | 0.53765 | 0.32259
2015-08-02 22:00 | 10 | 9.0752 | 0.74342 | 0.44605
2015-08-02 23:00 | 10.1 | 9.1659 | 0.76642 | 0.45985
2015-08-03 | 9.4 | 8.5307 | 0.61478 | 0.36887
2015-08-03 01:00 | 5.2 | 4.7191 | 0.090889 | 0.054533
2015-08-03 02:00 | 9.7 | 8.8029 | 0.67711 | 0.40627
2015-08-03 03:00 | 7.8 | 7.0786 | 0.34445 | 0.20667
2015-08-03 04:00 | 9.2 | 8.3492 | 0.57538 | 0.34523
2015-08-03 05:00 | 9.2 | 8.3492 | 0.57538 | 0.34523
2015-08-03 06:00 | 8.6 | 7.8047 | 0.46708 | 0.28025
2015-08-03 07:00 | 7.9 | 7.1694 | 0.35849 | 0.21509
2015-08-03 08:00 | 6.6 | 5.9896 | 0.20242 | 0.12145
2015-08-03 09:00 | 7.9 | 7.1694 | 0.35849 | 0.21509
2015-08-03 10:00 | 7.6 | 6.8971 | 0.31744 | 0.19046
2015-08-03 11:00 | 6 | 5.4451 | 0.14813 | 0.08888
2015-08-03 12:00 | 4.4 | 3.9931 | 0.048806 | 0.029284
2015-08-03 13:00 | 1.9 | 1.7243 | 0 | 0
2015-08-03 14:00 | 3.3 | 2.9948 | 0.011414 | 0.0068481
2015-08-03 15:00 | 6.6 | 5.9896 | 0.20242 | 0.12145
2015-08-03 16:00 | 4.2 | 3.8116 | 0.040381 | 0.024229
2015-08-03 17:00 | 3 | 2.7226 | 0.0046278 | 0.0027767
2015-08-03 18:00 | 1.9 | 1.7243 | 0 | 0
2015-08-03 19:00 | 2 | 1.815 | 0 | 0
2015-08-03 20:00 | 1.3 | 1.1798 | 0 | 0
2015-08-03 21:00 | 1 | 0.90752 | 0 | 0
2015-08-03 22:00 | 2.5 | 2.2688 | 0 | 0
2015-08-03 23:00 | 2.9 | 2.6318 | 0.0026453 | 0.0015872
2015-08-04 | 4.3 | 3.9023 | 0.044496 | 0.026697
2015-08-04 01:00 | 4.3 | 3.9023 | 0.044496 | 0.026697
2015-08-04 02:00 | 1.7 | 1.5428 | 0 | 0
2015-08-04 03:00 | 1.8 | 1.6335 | 0 | 0
2015-08-04 04:00 | 1.2 | 1.089 | 0 | 0
2015-08-04 05:00 | 2.7 | 2.4503 | 0 | 0
2015-08-04 06:00 | 2.3 | 2.0873 | 0 | 0
2015-08-04 07:00 | 2.9 | 2.6318 | 0.0026453 | 0.0015872
2015-08-04 08:00 | 1.2 | 1.089 | 0 | 0
2015-08-04 09:00 | 1.4 | 1.2705 | 0 | 0
2015-08-04 10:00 | 1.2 | 1.089 | 0 | 0
2015-08-04 11:00 | 3.8 | 3.4486 | 0.025791 | 0.015474
2015-08-04 12:00 | 2.9 | 2.6318 | 0.0026453 | 0.0015872
2015-08-04 13:00 | 1.4 | 1.2705 | 0 | 0
2015-08-04 14:00 | 1.9 | 1.7243 | 0 | 0
2015-08-04 15:00 | 2.8 | 2.5411 | 0.00079489 | 0.00047693
2015-08-04 16:00 | 1.2 | 1.089 | 0 | 0
2015-08-04 17:00 | 2.2 | 1.9965 | 0 | 0
2015-08-04 18:00 | 2.9 | 2.6318 | 0.0026453 | 0.0015872
2015-08-04 19:00 | 2.9 | 2.6318 | 0.0026453 | 0.0015872
2015-08-04 20:00 | 4.3 | 3.9023 | 0.044496 | 0.026697
2015-08-04 21:00 | 5.1 | 4.6283 | 0.084847 | 0.050908
2015-08-04 22:00 | 5.1 | 4.6283 | 0.084847 | 0.050908
2015-08-04 23:00 | 6.2 | 5.6266 | 0.16509 | 0.099052
2015-08-05 | 6.1 | 5.5359 | 0.15647 | 0.093883
2015-08-05 01:00 | 5.7 | 5.1729 | 0.12474 | 0.074845
2015-08-05 02:00 | 7 | 6.3526 | 0.24456 | 0.14674
2015-08-05 03:00 | 6.3 | 5.7174 | 0.17398 | 0.10439
2015-08-05 04:00 | 6.5 | 5.8989 | 0.19265 | 0.11559
2015-08-05 05:00 | 6.4 | 5.8081 | 0.18317 | 0.1099
2015-08-05 06:00 | 8.9 | 8.0769 | 0.5194 | 0.31164
2015-08-05 07:00 | 7.1 | 6.4434 | 0.25588 | 0.15353
2015-08-05 08:00 | 7.7 | 6.9879 | 0.33077 | 0.19846
2015-08-05 09:00 | 8.1 | 7.3509 | 0.38764 | 0.23259
2015-08-05 10:00 | 8.7 | 7.8954 | 0.48412 | 0.29047
2015-08-05 11:00 | 8.8 | 7.9862 | 0.50156 | 0.30094
2015-08-05 12:00 | 10 | 9.0752 | 0.74342 | 0.44605
2015-08-05 13:00 | 9.2 | 8.3492 | 0.57538 | 0.34523
2015-08-05 14:00 | 10 | 9.0752 | 0.74342 | 0.44605
2015-08-05 15:00 | 7.6 | 6.8971 | 0.31744 | 0.19046
2015-08-05 16:00 | 7.3 | 6.6249 | 0.2795 | 0.1677
2015-08-05 17:00 | 8 | 7.2602 | 0.37288 | 0.22373
2015-08-05 18:00 | 6 | 5.4451 | 0.14813 | 0.08888
2015-08-05 19:00 | 5.4 | 4.9006 | 0.10369 | 0.062213
2015-08-05 20:00 | 6.5 | 5.8989 | 0.19265 | 0.11559
2015-08-05 21:00 | 3.3 | 2.9948 | 0.011414 | 0.0068481
2015-08-05 22:00 | 3.7 | 3.3578 | 0.022587 | 0.013552
2015-08-05 23:00 | 2.9 | 2.6318 | 0.0026453 | 0.0015872
2015-08-06 | 1.7 | 1.5428 | 0 | 0
2015-08-06 01:00 | 2.4 | 2.178 | 0 | 0
2015-08-06 02:00 | 2.1 | 1.9058 | 0 | 0
2015-08-06 03:00 | 2 | 1.815 | 0 | 0
2015-08-06 04:00 | 1.5 | 1.3613 | 0 | 0
2015-08-06 05:00 | 0.8 | 0.72602 | 0 | 0
2015-08-06 06:00 | 0.5 | 0.45376 | 0 | 0
2015-08-06 07:00 | 1.6 | 1.452 | 0 | 0
2015-08-06 08:00 | 1.9 | 1.7243 | 0 | 0
2015-08-06 09:00 | 2.1 | 1.9058 | 0 | 0
2015-08-06 10:00 | 1.4 | 1.2705 | 0 | 0
2015-08-06 11:00 | 1.1 | 0.99827 | 0 | 0
2015-08-06 12:00 | 2 | 1.815 | 0 | 0
2015-08-06 13:00 | 1.7 | 1.5428 | 0 | 0
2015-08-06 14:00 | 2.3 | 2.0873 | 0 | 0
2015-08-06 15:00 | 2.2 | 1.9965 | 0 | 0
2015-08-06 16:00 | 1.5 | 1.3613 | 0 | 0
2015-08-06 17:00 | 0.6 | 0.54451 | 0 | 0
2015-08-06 18:00 | 0.8 | 0.72602 | 0 | 0
2015-08-06 19:00 | 1.7 | 1.5428 | 0 | 0
2015-08-06 20:00 | 1.8 | 1.6335 | 0 | 0
2015-08-06 21:00 | 0.6 | 0.54451 | 0 | 0
2015-08-06 22:00 | 1 | 0.90752 | 0 | 0
2015-08-06 23:00 | 1.2 | 1.089 | 0 | 0
2015-08-07 | 0.2 | 0.1815 | 0 | 0
2015-08-07 01:00 | 0.9 | 0.81677 | 0 | 0
2015-08-07 02:00 | 2.2 | 1.9965 | 0 | 0
2015-08-07 03:00 | 1.8 | 1.6335 | 0 | 0
2015-08-07 04:00 | 1.1 | 0.99827 | 0 | 0
2015-08-07 05:00 | 0.5 | 0.45376 | 0 | 0
2015-08-07 06:00 | 0.4 | 0.36301 | 0 | 0
2015-08-07 07:00 | 1.2 | 1.089 | 0 | 0
2015-08-07 08:00 | 1 | 0.90752 | 0 | 0
2015-08-07 09:00 | 0.9 | 0.81677 | 0 | 0
2015-08-07 10:00 | 2.6 | 2.3595 | 0 | 0
2015-08-07 11:00 | 0.6 | 0.54451 | 0 | 0
2015-08-07 12:00 | 1 | 0.90752 | 0 | 0
2015-08-07 13:00 | 1.4 | 1.2705 | 0 | 0
2015-08-07 14:00 | 1.2 | 1.089 | 0 | 0
2015-08-07 15:00 | 0.8 | 0.72602 | 0 | 0
2015-08-07 16:00 | 0.9 | 0.81677 | 0 | 0
2015-08-07 17:00 | 0.9 | 0.81677 | 0 | 0
2015-08-07 18:00 | 1.9 | 1.7243 | 0 | 0
2015-08-07 19:00 | 1.4 | 1.2705 | 0 | 0
2015-08-07 20:00 | 0.6 | 0.54451 | 0 | 0
2015-08-07 21:00 | 0.5 | 0.45376 | 0 | 0
2015-08-07 22:00 | 0.5 | 0.45376 | 0 | 0
2015-08-07 23:00 | 0.6 | 0.54451 | 0 | 0
2015-08-08 | 3 | 2.7226 | 0.0046278 | 0.0027767
2015-08-08 01:00 | 4.6 | 4.1746 | 0.058033 | 0.03482
2015-08-08 02:00 | 4.3 | 3.9023 | 0.044496 | 0.026697
2015-08-08 03:00 | 4.5 | 4.0838 | 0.053317 | 0.03199
2015-08-08 04:00 | 3.8 | 3.4486 | 0.025791 | 0.015474
2015-08-08 05:00 | 4.5 | 4.0838 | 0.053317 | 0.03199
2015-08-08 06:00 | 5.2 | 4.7191 | 0.090889 | 0.054533
2015-08-08 07:00 | 4.9 | 4.4468 | 0.073457 | 0.044074
2015-08-08 08:00 | 1.9 | 1.7243 | 0 | 0
2015-08-08 09:00 | 1.4 | 1.2705 | 0 | 0
2015-08-08 10:00 | 2.6 | 2.3595 | 0 | 0
2015-08-08 11:00 | 2.3 | 2.0873 | 0 | 0
2015-08-08 12:00 | 2.4 | 2.178 | 0 | 0
2015-08-08 13:00 | 1.5 | 1.3613 | 0 | 0
2015-08-08 14:00 | 0.6 | 0.54451 | 0 | 0
2015-08-08 15:00 | 1 | 0.90752 | 0 | 0
2015-08-08 16:00 | 1.7 | 1.5428 | 0 | 0
2015-08-08 17:00 | 1.4 | 1.2705 | 0 | 0
2015-08-08 18:00 | 1.6 | 1.452 | 0 | 0
2015-08-08 19:00 | 3.3 | 2.9948 | 0.011414 | 0.0068481
2015-08-08 20:00 | 4 | 3.6301 | 0.032721 | 0.019633
2015-08-08 21:00 | 5.7 | 5.1729 | 0.12474 | 0.074845
2015-08-08 22:00 | 6.8 | 6.1711 | 0.22287 | 0.13372
2015-08-08 23:00 | 5.4 | 4.9006 | 0.10369 | 0.062213
2015-08-09 | 5.2 | 4.7191 | 0.090889 | 0.054533
2015-08-09 01:00 | 6.3 | 5.7174 | 0.17398 | 0.10439
2015-08-09 02:00 | 7.4 | 6.7156 | 0.29181 | 0.17509
2015-08-09 03:00 | 8.7 | 7.8954 | 0.48412 | 0.29047
2015-08-09 04:00 | 6.3 | 5.7174 | 0.17398 | 0.10439
2015-08-09 05:00 | 6.1 | 5.5359 | 0.15647 | 0.093883
2015-08-09 06:00 | 7 | 6.3526 | 0.24456 | 0.14674
2015-08-09 07:00 | 6.4 | 5.8081 | 0.18317 | 0.1099
2015-08-09 08:00 | 7.7 | 6.9879 | 0.33077 | 0.19846
2015-08-09 09:00 | 5.8 | 5.2636 | 0.13227 | 0.079364
2015-08-09 10:00 | 5.5 | 4.9914 | 0.11045 | 0.066272
2015-08-09 11:00 | 5.8 | 5.2636 | 0.13227 | 0.079364
2015-08-09 12:00 | 5.8 | 5.2636 | 0.13227 | 0.079364
2015-08-09 13:00 | 6 | 5.4451 | 0.14813 | 0.08888
2015-08-09 14:00 | 4.8 | 4.3561 | 0.068098 | 0.040859
2015-08-09 15:00 | 5 | 4.5376 | 0.079038 | 0.047423
2015-08-09 16:00 | 5.7 | 5.1729 | 0.12474 | 0.074845
2015-08-09 17:00 | 5.3 | 4.8099 | 0.097168 | 0.058301
2015-08-09 18:00 | 4.8 | 4.3561 | 0.068098 | 0.040859
2015-08-09 19:00 | 5.2 | 4.7191 | 0.090889 | 0.054533
2015-08-09 20:00 | 4.1 | 3.7208 | 0.036458 | 0.021875
2015-08-09 21:00 | 3.4 | 3.0856 | 0.01397 | 0.008382
2015-08-09 22:00 | 4.1 | 3.7208 | 0.036458 | 0.021875
2015-08-09 23:00 | 3 | 2.7226 | 0.0046278 | 0.0027767
2015-08-10 | 2.8 | 2.5411 | 0.00079489 | 0.00047693
2015-08-10 01:00 | 3.6 | 3.2671 | 0.019552 | 0.011731
2015-08-10 02:00 | 2.3 | 2.0873 | 0 | 0
2015-08-10 03:00 | 1.7 | 1.5428 | 0 | 0
2015-08-10 04:00 | 1.9 | 1.7243 | 0 | 0
2015-08-10 05:00 | 1.5 | 1.3613 | 0 | 0
2015-08-10 06:00 | 1.8 | 1.6335 | 0 | 0
2015-08-10 07:00 | 1.8 | 1.6335 | 0 | 0
2015-08-10 08:00 | 2.9 | 2.6318 | 0.0026453 | 0.0015872
2015-08-10 09:00 | 2.1 | 1.9058 | 0 | 0
2015-08-10 10:00 | 3.3 | 2.9948 | 0.011414 | 0.0068481
2015-08-10 11:00 | 2.6 | 2.3595 | 0 | 0
2015-08-10 12:00 | 1.8 | 1.6335 | 0 | 0
2015-08-10 13:00 | 4.3 | 3.9023 | 0.044496 | 0.026697
2015-08-10 14:00 | 3.1 | 2.8133 | 0.0067469 | 0.0040482
2015-08-10 15:00 | 3 | 2.7226 | 0.0046278 | 0.0027767
2015-08-10 16:00 | 3.9 | 3.5393 | 0.029167 | 0.0175
2015-08-10 17:00 | 4.9 | 4.4468 | 0.073457 | 0.044074
2015-08-10 18:00 | 4.3 | 3.9023 | 0.044496 | 0.026697
2015-08-10 19:00 | 2.8 | 2.5411 | 0.00079489 | 0.00047693
2015-08-10 20:00 | 3.7 | 3.3578 | 0.022587 | 0.013552
2015-08-10 21:00 | 4.7 | 4.2653 | 0.062959 | 0.037775
2015-08-10 22:00 | 2.9 | 2.6318 | 0.0026453 | 0.0015872
2015-08-10 23:00 | 5.1 | 4.6283 | 0.084847 | 0.050908
2015-08-11 | 5.5 | 4.9914 | 0.11045 | 0.066272
2015-08-11 01:00 | 6.4 | 5.8081 | 0.18317 | 0.1099
2015-08-11 02:00 | 8.7 | 7.8954 | 0.48412 | 0.29047
2015-08-11 03:00 | 8.1 | 7.3509 | 0.38764 | 0.23259
2015-08-11 04:00 | 9.7 | 8.8029 | 0.67711 | 0.40627
2015-08-11 05:00 | 9.1 | 8.2584 | 0.5563 | 0.33378
2015-08-11 06:00 | 8.9 | 8.0769 | 0.5194 | 0.31164
2015-08-11 07:00 | 7.6 | 6.8971 | 0.31744 | 0.19046
2015-08-11 08:00 | 9.6 | 8.7122 | 0.6559 | 0.39354
2015-08-11 09:00 | 9 | 8.1677 | 0.53765 | 0.32259
2015-08-11 10:00 | 8.9 | 8.0769 | 0.5194 | 0.31164
2015-08-11 11:00 | 8.1 | 7.3509 | 0.38764 | 0.23259
2015-08-11 12:00 | 8.6 | 7.8047 | 0.46708 | 0.28025
2015-08-11 13:00 | 8.1 | 7.3509 | 0.38764 | 0.23259
2015-08-11 14:00 | 3.4 | 3.0856 | 0.01397 | 0.008382
2015-08-11 15:00 | 4.7 | 4.2653 | 0.062959 | 0.037775
2015-08-11 16:00 | 3 | 2.7226 | 0.0046278 | 0.0027767
2015-08-11 17:00 | 5.1 | 4.6283 | 0.084847 | 0.050908
2015-08-11 18:00 | 3.1 | 2.8133 | 0.0067469 | 0.0040482
2015-08-11 19:00 | 3.2 | 2.9041 | 0.0090073 | 0.0054044
2015-08-11 20:00 | 3.2 | 2.9041 | 0.0090073 | 0.0054044
2015-08-11 21:00 | 3.5 | 3.1763 | 0.016681 | 0.010009
2015-08-11 22:00 | 3.4 | 3.0856 | 0.01397 | 0.008382
2015-08-11 23:00 | 3.6 | 3.2671 | 0.019552 | 0.011731
2015-08-12 | 2.1 | 1.9058 | 0 | 0
2015-08-12 01:00 | 3.4 | 3.0856 | 0.01397 | 0.008382
2015-08-12 02:00 | 4.4 | 3.9931 | 0.048806 | 0.029284
2015-08-12 03:00 | 5.4 | 4.9006 | 0.10369 | 0.062213
2015-08-12 04:00 | 4.1 | 3.7208 | 0.036458 | 0.021875
2015-08-12 05:00 | 5.8 | 5.2636 | 0.13227 | 0.079364
2015-08-12 06:00 | 4.2 | 3.8116 | 0.040381 | 0.024229
2015-08-12 07:00 | 5 | 4.5376 | 0.079038 | 0.047423
2015-08-12 08:00 | 7.5 | 6.8064 | 0.30445 | 0.18267
2015-08-12 09:00 | 5.8 | 5.2636 | 0.13227 | 0.079364
2015-08-12 10:00 | 5.7 | 5.1729 | 0.12474 | 0.074845
2015-08-12 11:00 | 6.9 | 6.2619 | 0.23356 | 0.14014
2015-08-12 12:00 | 9 | 8.1677 | 0.53765 | 0.32259
2015-08-12 13:00 | 6.2 | 5.6266 | 0.16509 | 0.099052
2015-08-12 14:00 | 9.9 | 8.9844 | 0.72086 | 0.43252
2015-08-12 15:00 | 8.2 | 7.4417 | 0.40277 | 0.24166
2015-08-12 16:00 | 12.5 | 11.344 | 1 | 0.6
2015-08-12 17:00 | 11.2 | 10.1642 | 1 | 0.6
2015-08-12 18:00 | 11.7 | 10.618 | 1 | 0.6
2015-08-12 19:00 | 10.5 | 9.529 | 0.8631 | 0.51786
2015-08-12 20:00 | 13.1 | 11.8885 | 1 | 0.6
2015-08-12 21:00 | 13.5 | 12.2515 | 1 | 0.6
2015-08-12 22:00 | 12 | 10.8902 | 1 | 0.6
2015-08-12 23:00 | 12.7 | 11.5255 | 1 | 0.6
2015-08-13 | 11.8 | 10.7087 | 1 | 0.6
2015-08-13 01:00 | 9.1 | 8.2584 | 0.5563 | 0.33378
2015-08-13 02:00 | 10.2 | 9.2567 | 0.78989 | 0.47393
2015-08-13 03:00 | 11.2 | 10.1642 | 1 | 0.6
2015-08-13 04:00 | 12.1 | 10.981 | 1 | 0.6
2015-08-13 05:00 | 9.5 | 8.6214 | 0.63512 | 0.38107
2015-08-13 06:00 | 11.3 | 10.255 | 1 | 0.6
2015-08-13 07:00 | 11.7 | 10.618 | 1 | 0.6
2015-08-13 08:00 | 12 | 10.8902 | 1 | 0.6
2015-08-13 09:00 | 9.5 | 8.6214 | 0.63512 | 0.38107
2015-08-13 10:00 | 10.2 | 9.2567 | 0.78989 | 0.47393
2015-08-13 11:00 | 8.8 | 7.9862 | 0.50156 | 0.30094
2015-08-13 12:00 | 7 | 6.3526 | 0.24456 | 0.14674
2015-08-13 13:00 | 5 | 4.5376 | 0.079038 | 0.047423
2015-08-13 14:00 | 2.1 | 1.9058 | 0 | 0
2015-08-13 15:00 | 1.1 | 0.99827 | 0 | 0
2015-08-13 16:00 | 1.6 | 1.452 | 0 | 0
2015-08-13 17:00 | 1.7 | 1.5428 | 0 | 0
2015-08-13 18:00 | 0.9 | 0.81677 | 0 | 0
2015-08-13 19:00 | 2.2 | 1.9965 | 0 | 0
2015-08-13 20:00 | 1.5 | 1.3613 | 0 | 0
2015-08-13 21:00 | 2.6 | 2.3595 | 0 | 0
2015-08-13 22:00 | 0.5 | 0.45376 | 0 | 0
2015-08-13 23:00 | 2.3 | 2.0873 | 0 | 0
2015-08-14 | 2.5 | 2.2688 | 0 | 0
2015-08-14 01:00 | 1 | 0.90752 | 0 | 0
2015-08-14 02:00 | 1.9 | 1.7243 | 0 | 0
2015-08-14 03:00 | 1.3 | 1.1798 | 0 | 0
2015-08-14 04:00 | 1.5 | 1.3613 | 0 | 0
2015-08-14 05:00 | 1 | 0.90752 | 0 | 0
2015-08-14 06:00 | 2 | 1.815 | 0 | 0
2015-08-14 07:00 | 0.6 | 0.54451 | 0 | 0
2015-08-14 08:00 | 0.9 | 0.81677 | 0 | 0
2015-08-14 09:00 | 0.8 | 0.72602 | 0 | 0
2015-08-14 10:00 | 1 | 0.90752 | 0 | 0
2015-08-14 11:00 | 2.2 | 1.9965 | 0 | 0
2015-08-14 12:00 | 2.5 | 2.2688 | 0 | 0
2015-08-14 13:00 | 1.9 | 1.7243 | 0 | 0
2015-08-14 14:00 | 2 | 1.815 | 0 | 0
2015-08-14 15:00 | 3 | 2.7226 | 0.0046278 | 0.0027767
2015-08-14 16:00 | 1.9 | 1.7243 | 0 | 0
2015-08-14 17:00 | 2.2 | 1.9965 | 0 | 0
2015-08-14 18:00 | 2.5 | 2.2688 | 0 | 0
2015-08-14 19:00 | 1.3 | 1.1798 | 0 | 0
2015-08-14 20:00 | 2.1 | 1.9058 | 0 | 0
2015-08-14 21:00 | 2.2 | 1.9965 | 0 | 0
2015-08-14 22:00 | 1 | 0.90752 | 0 | 0
2015-08-14 23:00 | 2.1 | 1.9058 | 0 | 0
2015-08-15 | 3 | 2.7226 | 0.0046278 | 0.0027767
2015-08-15 01:00 | 1.5 | 1.3613 | 0 | 0
2015-08-15 02:00 | 1.3 | 1.1798 | 0 | 0
2015-08-15 03:00 | 1.4 | 1.2705 | 0 | 0
2015-08-15 04:00 | 2 | 1.815 | 0 | 0
2015-08-15 05:00 | 1.2 | 1.089 | 0 | 0
2015-08-15 06:00 | 1.1 | 0.99827 | 0 | 0
2015-08-15 07:00 | 1.3 | 1.1798 | 0 | 0
2015-08-15 08:00 | 1.4 | 1.2705 | 0 | 0
2015-08-15 09:00 | 2.6 | 2.3595 | 0 | 0
2015-08-15 10:00 | 2.1 | 1.9058 | 0 | 0
2015-08-15 11:00 | 1.1 | 0.99827 | 0 | 0
2015-08-15 12:00 | 1.9 | 1.7243 | 0 | 0
2015-08-15 13:00 | 2 | 1.815 | 0 | 0
2015-08-15 14:00 | 1.7 | 1.5428 | 0 | 0
2015-08-15 15:00 | 1.8 | 1.6335 | 0 | 0
2015-08-15 16:00 | 1.7 | 1.5428 | 0 | 0
2015-08-15 17:00 | 2.1 | 1.9058 | 0 | 0
2015-08-15 18:00 | 1.3 | 1.1798 | 0 | 0
2015-08-15 19:00 | 1 | 0.90752 | 0 | 0
2015-08-15 20:00 | 1.1 | 0.99827 | 0 | 0
2015-08-15 21:00 | 0.2 | 0.1815 | 0 | 0
2015-08-15 22:00 | 0.5 | 0.45376 | 0 | 0
2015-08-15 23:00 | 0.2 | 0.1815 | 0 | 0
2015-08-16 | 1 | 0.90752 | 0 | 0
2015-08-16 01:00 | 0.9 | 0.81677 | 0 | 0
2015-08-16 02:00 | 0.9 | 0.81677 | 0 | 0
2015-08-16 03:00 | 1.9 | 1.7243 | 0 | 0
2015-08-16 04:00 | 2.2 | 1.9965 | 0 | 0
2015-08-16 05:00 | 1.6 | 1.452 | 0 | 0
2015-08-16 06:00 | 2.3 | 2.0873 | 0 | 0
2015-08-16 07:00 | 0.8 | 0.72602 | 0 | 0
2015-08-16 08:00 | 1.3 | 1.1798 | 0 | 0
2015-08-16 09:00 | 1.9 | 1.7243 | 0 | 0
2015-08-16 10:00 | 3.2 | 2.9041 | 0.0090073 | 0.0054044
2015-08-16 11:00 | 3.7 | 3.3578 | 0.022587 | 0.013552
2015-08-16 12:00 | 1.7 | 1.5428 | 0 | 0
2015-08-16 13:00 | 2.1 | 1.9058 | 0 | 0
2015-08-16 14:00 | 2.4 | 2.178 | 0 | 0
2015-08-16 15:00 | 2.4 | 2.178 | 0 | 0
2015-08-16 16:00 | 2.8 | 2.5411 | 0.00079489 | 0.00047693
2015-08-16 17:00 | 0.9 | 0.81677 | 0 | 0
2015-08-16 18:00 | 4.8 | 4.3561 | 0.068098 | 0.040859
2015-08-16 19:00 | 1.1 | 0.99827 | 0 | 0
2015-08-16 20:00 | 4.8 | 4.3561 | 0.068098 | 0.040859
2015-08-16 21:00 | 9.6 | 8.7122 | 0.6559 | 0.39354
2015-08-16 22:00 | 6.8 | 6.1711 | 0.22287 | 0.13372
2015-08-16 23:00 | 6.5 | 5.8989 | 0.19265 | 0.11559
2015-08-17 | 6.8 | 6.1711 | 0.22287 | 0.13372
2015-08-17 01:00 | 5.8 | 5.2636 | 0.13227 | 0.079364
2015-08-17 02:00 | 6.2 | 5.6266 | 0.16509 | 0.099052
2015-08-17 03:00 | 7.2 | 6.5341 | 0.26753 | 0.16052
2015-08-17 04:00 | 8.4 | 7.6232 | 0.43416 | 0.2605
2015-08-17 05:00 | 7.2 | 6.5341 | 0.26753 | 0.16052
2015-08-17 06:00 | 7.7 | 6.9879 | 0.33077 | 0.19846
2015-08-17 07:00 | 5.5 | 4.9914 | 0.11045 | 0.066272
2015-08-17 08:00 | 6.8 | 6.1711 | 0.22287 | 0.13372
2015-08-17 09:00 | 6 | 5.4451 | 0.14813 | 0.08888
2015-08-17 10:00 | 5.8 | 5.2636 | 0.13227 | 0.079364
2015-08-17 11:00 | 3.7 | 3.3578 | 0.022587 | 0.013552
2015-08-17 12:00 | 1.5 | 1.3613 | 0 | 0
2015-08-17 13:00 | 1.6 | 1.452 | 0 | 0
2015-08-17 14:00 | 1.9 | 1.7243 | 0 | 0
2015-08-17 15:00 | 1.9 | 1.7243 | 0 | 0
2015-08-17 16:00 | 3.1 | 2.8133 | 0.0067469 | 0.0040482
2015-08-17 17:00 | 2.1 | 1.9058 | 0 | 0
2015-08-17 18:00 | 2.7 | 2.4503 | 0 | 0
2015-08-17 19:00 | 3.6 | 3.2671 | 0.019552 | 0.011731
2015-08-17 20:00 | 4.7 | 4.2653 | 0.062959 | 0.037775
2015-08-17 21:00 | 6.6 | 5.9896 | 0.20242 | 0.12145
2015-08-17 22:00 | 6.3 | 5.7174 | 0.17398 | 0.10439
2015-08-17 23:00 | 7.3 | 6.6249 | 0.2795 | 0.1677
2015-08-18 | 6.6 | 5.9896 | 0.20242 | 0.12145
2015-08-18 01:00 | 4.7 | 4.2653 | 0.062959 | 0.037775
2015-08-18 02:00 | 4.6 | 4.1746 | 0.058033 | 0.03482
2015-08-18 03:00 | 1.3 | 1.1798 | 0 | 0
2015-08-18 04:00 | 2.2 | 1.9965 | 0 | 0
2015-08-18 05:00 | 3.3 | 2.9948 | 0.011414 | 0.0068481
2015-08-18 06:00 | 2.6 | 2.3595 | 0 | 0
2015-08-18 07:00 | 4.5 | 4.0838 | 0.053317 | 0.03199
2015-08-18 08:00 | 4.7 | 4.2653 | 0.062959 | 0.037775
2015-08-18 09:00 | 5.4 | 4.9006 | 0.10369 | 0.062213
2015-08-18 10:00 | 5.4 | 4.9006 | 0.10369 | 0.062213
2015-08-18 11:00 | 5 | 4.5376 | 0.079038 | 0.047423
2015-08-18 12:00 | 4.7 | 4.2653 | 0.062959 | 0.037775
2015-08-18 13:00 | 4.6 | 4.1746 | 0.058033 | 0.03482
2015-08-18 14:00 | 5 | 4.5376 | 0.079038 | 0.047423
2015-08-18 15:00 | 4.7 | 4.2653 | 0.062959 | 0.037775
2015-08-18 16:00 | 4.9 | 4.4468 | 0.073457 | 0.044074
2015-08-18 17:00 | 5.5 | 4.9914 | 0.11045 | 0.066272
2015-08-18 18:00 | 5.9 | 5.3544 | 0.14007 | 0.084041
2015-08-18 19:00 | 6.9 | 6.2619 | 0.23356 | 0.14014
2015-08-18 20:00 | 5.9 | 5.3544 | 0.14007 | 0.084041
2015-08-18 21:00 | 5.8 | 5.2636 | 0.13227 | 0.079364
2015-08-18 22:00 | 3.7 | 3.3578 | 0.022587 | 0.013552
2015-08-18 23:00 | 4.1 | 3.7208 | 0.036458 | 0.021875
2015-08-19 | 5 | 4.5376 | 0.079038 | 0.047423
2015-08-19 01:00 | 3.2 | 2.9041 | 0.0090073 | 0.0054044
2015-08-19 02:00 | 4.9 | 4.4468 | 0.073457 | 0.044074
2015-08-19 03:00 | 4.7 | 4.2653 | 0.062959 | 0.037775
2015-08-19 04:00 | 4.6 | 4.1746 | 0.058033 | 0.03482
2015-08-19 05:00 | 4.2 | 3.8116 | 0.040381 | 0.024229
2015-08-19 06:00 | 6.5 | 5.8989 | 0.19265 | 0.11559
2015-08-19 07:00 | 5.4 | 4.9006 | 0.10369 | 0.062213
2015-08-19 08:00 | 7 | 6.3526 | 0.24456 | 0.14674
2015-08-19 09:00 | 7.3 | 6.6249 | 0.2795 | 0.1677
2015-08-19 10:00 | 7.4 | 6.7156 | 0.29181 | 0.17509
2015-08-19 11:00 | 7.8 | 7.0786 | 0.34445 | 0.20667
2015-08-19 12:00 | 8.4 | 7.6232 | 0.43416 | 0.2605
2015-08-19 13:00 | 8 | 7.2602 | 0.37288 | 0.22373
2015-08-19 14:00 | 7.2 | 6.5341 | 0.26753 | 0.16052
2015-08-19 15:00 | 7.5 | 6.8064 | 0.30445 | 0.18267
2015-08-19 16:00 | 8.9 | 8.0769 | 0.5194 | 0.31164
2015-08-19 17:00 | 6.7 | 6.0804 | 0.21249 | 0.1275
2015-08-19 18:00 | 7.3 | 6.6249 | 0.2795 | 0.1677
2015-08-19 19:00 | 6.9 | 6.2619 | 0.23356 | 0.14014
2015-08-19 20:00 | 7.9 | 7.1694 | 0.35849 | 0.21509
2015-08-19 21:00 | 7.5 | 6.8064 | 0.30445 | 0.18267
2015-08-19 22:00 | 7.1 | 6.4434 | 0.25588 | 0.15353
2015-08-19 23:00 | 7.2 | 6.5341 | 0.26753 | 0.16052
2015-08-20 | 7.8 | 7.0786 | 0.34445 | 0.20667
2015-08-20 01:00 | 6.2 | 5.6266 | 0.16509 | 0.099052
2015-08-20 02:00 | 7 | 6.3526 | 0.24456 | 0.14674
2015-08-20 03:00 | 5.7 | 5.1729 | 0.12474 | 0.074845
2015-08-20 04:00 | 5.4 | 4.9006 | 0.10369 | 0.062213
2015-08-20 05:00 | 4.9 | 4.4468 | 0.073457 | 0.044074
2015-08-20 06:00 | 4.8 | 4.3561 | 0.068098 | 0.040859
2015-08-20 07:00 | 5.6 | 5.0821 | 0.11747 | 0.070482
2015-08-20 08:00 | 4.9 | 4.4468 | 0.073457 | 0.044074
2015-08-20 09:00 | 5.6 | 5.0821 | 0.11747 | 0.070482
2015-08-20 10:00 | 8 | 7.2602 | 0.37288 | 0.22373
2015-08-20 11:00 | 5.9 | 5.3544 | 0.14007 | 0.084041
2015-08-20 12:00 | 6.2 | 5.6266 | 0.16509 | 0.099052
2015-08-20 13:00 | 4.4 | 3.9931 | 0.048806 | 0.029284
2015-08-20 14:00 | 4.3 | 3.9023 | 0.044496 | 0.026697
2015-08-20 15:00 | 4.5 | 4.0838 | 0.053317 | 0.03199
2015-08-20 16:00 | 4.1 | 3.7208 | 0.036458 | 0.021875
2015-08-20 17:00 | 4.9 | 4.4468 | 0.073457 | 0.044074
2015-08-20 18:00 | 4.9 | 4.4468 | 0.073457 | 0.044074
2015-08-20 19:00 | 4.4 | 3.9931 | 0.048806 | 0.029284
2015-08-20 20:00 | 2.3 | 2.0873 | 0 | 0
2015-08-20 21:00 | 2 | 1.815 | 0 | 0
2015-08-20 22:00 | 1.4 | 1.2705 | 0 | 0
2015-08-20 23:00 | 0.4 | 0.36301 | 0 | 0
2015-08-21 | 0.6 | 0.54451 | 0 | 0
2015-08-21 01:00 | 1.2 | 1.089 | 0 | 0
2015-08-21 02:00 | 1.7 | 1.5428 | 0 | 0
2015-08-21 03:00 | 2.5 | 2.2688 | 0 | 0
2015-08-21 04:00 | 1 | 0.90752 | 0 | 0
2015-08-21 05:00 | 1.5 | 1.3613 | 0 | 0
2015-08-21 06:00 | 1.7 | 1.5428 | 0 | 0
2015-08-21 07:00 | 0.5 | 0.45376 | 0 | 0
2015-08-21 08:00 | 1.9 | 1.7243 | 0 | 0
2015-08-21 09:00 | 1.9 | 1.7243 | 0 | 0
2015-08-21 10:00 | 1.2 | 1.089 | 0 | 0
2015-08-21 11:00 | 1.5 | 1.3613 | 0 | 0
2015-08-21 12:00 | 1.8 | 1.6335 | 0 | 0
2015-08-21 13:00 | 0.9 | 0.81677 | 0 | 0
2015-08-21 14:00 | 1.3 | 1.1798 | 0 | 0
2015-08-21 15:00 | 2.9 | 2.6318 | 0.0026453 | 0.0015872
2015-08-21 16:00 | 3.3 | 2.9948 | 0.011414 | 0.0068481
2015-08-21 17:00 | 2.9 | 2.6318 | 0.0026453 | 0.0015872
2015-08-21 18:00 | 3 | 2.7226 | 0.0046278 | 0.0027767
2015-08-21 19:00 | 3 | 2.7226 | 0.0046278 | 0.0027767
2015-08-21 20:00 | 2.8 | 2.5411 | 0.00079489 | 0.00047693
2015-08-21 21:00 | 1.3 | 1.1798 | 0 | 0
2015-08-21 22:00 | 1.3 | 1.1798 | 0 | 0
2015-08-21 23:00 | 2.4 | 2.178 | 0 | 0
2015-08-22 | 3.5 | 3.1763 | 0.016681 | 0.010009
2015-08-22 01:00 | 2.7 | 2.4503 | 0 | 0
2015-08-22 02:00 | 2.9 | 2.6318 | 0.0026453 | 0.0015872
2015-08-22 03:00 | 2.9 | 2.6318 | 0.0026453 | 0.0015872
2015-08-22 04:00 | 3.3 | 2.9948 | 0.011414 | 0.0068481
2015-08-22 05:00 | 2.6 | 2.3595 | 0 | 0
2015-08-22 06:00 | 4.1 | 3.7208 | 0.036458 | 0.021875
2015-08-22 07:00 | 4.2 | 3.8116 | 0.040381 | 0.024229
2015-08-22 08:00 | 4.6 | 4.1746 | 0.058033 | 0.03482
2015-08-22 09:00 | 4.8 | 4.3561 | 0.068098 | 0.040859
2015-08-22 10:00 | 7 | 6.3526 | 0.24456 | 0.14674
2015-08-22 11:00 | 5.4 | 4.9006 | 0.10369 | 0.062213
2015-08-22 12:00 | 4.9 | 4.4468 | 0.073457 | 0.044074
2015-08-22 13:00 | 8 | 7.2602 | 0.37288 | 0.22373
2015-08-22 14:00 | 6.1 | 5.5359 | 0.15647 | 0.093883
2015-08-22 15:00 | 9.1 | 8.2584 | 0.5563 | 0.33378
2015-08-22 16:00 | 8.2 | 7.4417 | 0.40277 | 0.24166
2015-08-22 17:00 | 9 | 8.1677 | 0.53765 | 0.32259
2015-08-22 18:00 | 11 | 9.9827 | 0.99474 | 0.59684
2015-08-22 19:00 | 9.9 | 8.9844 | 0.72086 | 0.43252
2015-08-22 20:00 | 10.1 | 9.1659 | 0.76642 | 0.45985
2015-08-22 21:00 | 10.8 | 9.8012 | 0.94061 | 0.56437
2015-08-22 22:00 | 9.5 | 8.6214 | 0.63512 | 0.38107
2015-08-22 23:00 | 13.3 | 12.07 | 1 | 0.6
2015-08-23 | 11.1 | 10.0735 | 1 | 0.6
2015-08-23 01:00 | 9.7 | 8.8029 | 0.67711 | 0.40627
2015-08-23 02:00 | 10.1 | 9.1659 | 0.76642 | 0.45985
2015-08-23 03:00 | 8.3 | 7.5324 | 0.41828 | 0.25097
2015-08-23 04:00 | 9.4 | 8.5307 | 0.61478 | 0.36887
2015-08-23 05:00 | 8.6 | 7.8047 | 0.46708 | 0.28025
2015-08-23 06:00 | 6.8 | 6.1711 | 0.22287 | 0.13372
2015-08-23 07:00 | 7.3 | 6.6249 | 0.2795 | 0.1677
2015-08-23 08:00 | 10.3 | 9.3474 | 0.81382 | 0.48829
2015-08-23 09:00 | 6.4 | 5.8081 | 0.18317 | 0.1099
2015-08-23 10:00 | 5.7 | 5.1729 | 0.12474 | 0.074845
2015-08-23 11:00 | 4.7 | 4.2653 | 0.062959 | 0.037775
2015-08-23 12:00 | 1.7 | 1.5428 | 0 | 0
2015-08-23 13:00 | 2.6 | 2.3595 | 0 | 0
2015-08-23 14:00 | 2.3 | 2.0873 | 0 | 0
2015-08-23 15:00 | 0.8 | 0.72602 | 0 | 0
2015-08-23 16:00 | 0.6 | 0.54451 | 0 | 0
2015-08-23 17:00 | 1.4 | 1.2705 | 0 | 0
2015-08-23 18:00 | 2.7 | 2.4503 | 0 | 0
2015-08-23 19:00 | 1.4 | 1.2705 | 0 | 0
2015-08-23 20:00 | 2.8 | 2.5411 | 0.00079489 | 0.00047693
2015-08-23 21:00 | 2.1 | 1.9058 | 0 | 0
2015-08-23 22:00 | 1.3 | 1.1798 | 0 | 0
2015-08-23 23:00 | 1.1 | 0.99827 | 0 | 0
2015-08-24 | 1.1 | 0.99827 | 0 | 0
2015-08-24 01:00 | 0.7 | 0.63526 | 0 | 0
2015-08-24 02:00 | 1.1 | 0.99827 | 0 | 0
2015-08-24 03:00 | 1.8 | 1.6335 | 0 | 0
2015-08-24 04:00 | 0.3 | 0.27226 | 0 | 0
2015-08-24 05:00 | 0.4 | 0.36301 | 0 | 0
2015-08-24 06:00 | 0.9 | 0.81677 | 0 | 0
2015-08-24 07:00 | 2.9 | 2.6318 | 0.0026453 | 0.0015872
2015-08-24 08:00 | 2.2 | 1.9965 | 0 | 0
2015-08-24 09:00 | 2.3 | 2.0873 | 0 | 0
2015-08-24 10:00 | 0.4 | 0.36301 | 0 | 0
2015-08-24 11:00 | 0.2 | 0.1815 | 0 | 0
2015-08-24 12:00 | 0.2 | 0.1815 | 0 | 0
2015-08-24 13:00 | 1.6 | 1.452 | 0 | 0
2015-08-24 14:00 | 4.3 | 3.9023 | 0.044496 | 0.026697
2015-08-24 15:00 | 6.1 | 5.5359 | 0.15647 | 0.093883
2015-08-24 16:00 | 6.1 | 5.5359 | 0.15647 | 0.093883
2015-08-24 17:00 | 8.3 | 7.5324 | 0.41828 | 0.25097
2015-08-24 18:00 | 6.4 | 5.8081 | 0.18317 | 0.1099
2015-08-24 19:00 | 5.2 | 4.7191 | 0.090889 | 0.054533
2015-08-24 20:00 | 4.1 | 3.7208 | 0.036458 | 0.021875
2015-08-24 21:00 | 0.8 | 0.72602 | 0 | 0
2015-08-24 22:00 | 0.9 | 0.81677 | 0 | 0
2015-08-24 23:00 | 0.9 | 0.81677 | 0 | 0
2015-08-25 | 2 | 1.815 | 0 | 0
2015-08-25 01:00 | 2.6 | 2.3595 | 0 | 0
2015-08-25 02:00 | 1.9 | 1.7243 | 0 | 0
2015-08-25 03:00 | 1.9 | 1.7243 | 0 | 0
2015-08-25 04:00 | 1.4 | 1.2705 | 0 | 0
2015-08-25 05:00 | 0.6 | 0.54451 | 0 | 0
2015-08-25 06:00 | 0.9 | 0.81677 | 0 | 0
2015-08-25 07:00 | 1.6 | 1.452 | 0 | 0
2015-08-25 08:00 | 0.9 | 0.81677 | 0 | 0
2015-08-25 09:00 | 1.1 | 0.99827 | 0 | 0
2015-08-25 10:00 | 2.9 | 2.6318 | 0.0026453 | 0.0015872
2015-08-25 11:00 | 4.4 | 3.9931 | 0.048806 | 0.029284
2015-08-25 12:00 | 3.3 | 2.9948 | 0.011414 | 0.0068481
2015-08-25 13:00 | 4.5 | 4.0838 | 0.053317 | 0.03199
2015-08-25 14:00 | 3.3 | 2.9948 | 0.011414 | 0.0068481
2015-08-25 15:00 | 3.2 | 2.9041 | 0.0090073 | 0.0054044
2015-08-25 16:00 | 5.1 | 4.6283 | 0.084847 | 0.050908
2015-08-25 17:00 | 3.5 | 3.1763 | 0.016681 | 0.010009
2015-08-25 18:00 | 2 | 1.815 | 0 | 0
2015-08-25 19:00 | 2.7 | 2.4503 | 0 | 0
2015-08-25 20:00 | 3.3 | 2.9948 | 0.011414 | 0.0068481
2015-08-25 21:00 | 2.6 | 2.3595 | 0 | 0
2015-08-25 22:00 | 1.9 | 1.7243 | 0 | 0
2015-08-25 23:00 | 1.6 | 1.452 | 0 | 0
2015-08-26 | 0.6 | 0.54451 | 0 | 0
2015-08-26 01:00 | 1.1 | 0.99827 | 0 | 0
2015-08-26 02:00 | 2.1 | 1.9058 | 0 | 0
2015-08-26 03:00 | 2.3 | 2.0873 | 0 | 0
2015-08-26 04:00 | 2.4 | 2.178 | 0 | 0
2015-08-26 05:00 | 1.6 | 1.452 | 0 | 0
2015-08-26 06:00 | 0.7 | 0.63526 | 0 | 0
2015-08-26 07:00 | 1.1 | 0.99827 | 0 | 0
2015-08-26 08:00 | 1.2 | 1.089 | 0 | 0
2015-08-26 09:00 | 1.3 | 1.1798 | 0 | 0
2015-08-26 10:00 | 0.6 | 0.54451 | 0 | 0
2015-08-26 11:00 | 0.9 | 0.81677 | 0 | 0
2015-08-26 12:00 | 0.9 | 0.81677 | 0 | 0
2015-08-26 13:00 | 1.8 | 1.6335 | 0 | 0
2015-08-26 14:00 | 0.8 | 0.72602 | 0 | 0
2015-08-26 15:00 | 2.1 | 1.9058 | 0 | 0
2015-08-26 16:00 | 3.4 | 3.0856 | 0.01397 | 0.008382
2015-08-26 17:00 | 5.1 | 4.6283 | 0.084847 | 0.050908
2015-08-26 18:00 | 5.2 | 4.7191 | 0.090889 | 0.054533
2015-08-26 19:00 | 5.2 | 4.7191 | 0.090889 | 0.054533
2015-08-26 20:00 | 2.5 | 2.2688 | 0 | 0
2015-08-26 21:00 | 3.5 | 3.1763 | 0.016681 | 0.010009
2015-08-26 22:00 | 1.5 | 1.3613 | 0 | 0
2015-08-26 23:00 | 1.2 | 1.089 | 0 | 0
2015-08-27 | 0.8 | 0.72602 | 0 | 0
2015-08-27 01:00 | 1.2 | 1.089 | 0 | 0
2015-08-27 02:00 | 3.1 | 2.8133 | 0.0067469 | 0.0040482
2015-08-27 03:00 | 1.1 | 0.99827 | 0 | 0
2015-08-27 04:00 | 2 | 1.815 | 0 | 0
2015-08-27 05:00 | 0.7 | 0.63526 | 0 | 0
2015-08-27 06:00 | 0.9 | 0.81677 | 0 | 0
2015-08-27 07:00 | 1 | 0.90752 | 0 | 0
2015-08-27 08:00 | 1.1 | 0.99827 | 0 | 0
2015-08-27 09:00 | 1.1 | 0.99827 | 0 | 0
2015-08-27 10:00 | 0.8 | 0.72602 | 0 | 0
2015-08-27 11:00 | 1.7 | 1.5428 | 0 | 0
2015-08-27 12:00 | 1.1 | 0.99827 | 0 | 0
2015-08-27 13:00 | 2.6 | 2.3595 | 0 | 0
2015-08-27 14:00 | 2.4 | 2.178 | 0 | 0
2015-08-27 15:00 | 1.4 | 1.2705 | 0 | 0
2015-08-27 16:00 | 2.4 | 2.178 | 0 | 0
2015-08-27 17:00 | 2.3 | 2.0873 | 0 | 0
2015-08-27 18:00 | 0.5 | 0.45376 | 0 | 0
2015-08-27 19:00 | 1.6 | 1.452 | 0 | 0
2015-08-27 20:00 | 1.2 | 1.089 | 0 | 0
2015-08-27 21:00 | 3.1 | 2.8133 | 0.0067469 | 0.0040482
2015-08-27 22:00 | 2.8 | 2.5411 | 0.00079489 | 0.00047693
2015-08-27 23:00 | 2.5 | 2.2688 | 0 | 0
2015-08-28 | 1.6 | 1.452 | 0 | 0
2015-08-28 01:00 | 0.5 | 0.45376 | 0 | 0
2015-08-28 02:00 | 1 | 0.90752 | 0 | 0
2015-08-28 03:00 | 1 | 0.90752 | 0 | 0
2015-08-28 04:00 | 1.4 | 1.2705 | 0 | 0
2015-08-28 05:00 | 1.5 | 1.3613 | 0 | 0
2015-08-28 06:00 | 3.9 | 3.5393 | 0.029167 | 0.0175
2015-08-28 07:00 | 6.3 | 5.7174 | 0.17398 | 0.10439
2015-08-28 08:00 | 6.9 | 6.2619 | 0.23356 | 0.14014
2015-08-28 09:00 | 7.7 | 6.9879 | 0.33077 | 0.19846
2015-08-28 10:00 | 9.1 | 8.2584 | 0.5563 | 0.33378
2015-08-28 11:00 | 9.4 | 8.5307 | 0.61478 | 0.36887
2015-08-28 12:00 | 8.3 | 7.5324 | 0.41828 | 0.25097
2015-08-28 13:00 | 7.5 | 6.8064 | 0.30445 | 0.18267
2015-08-28 14:00 | 9.2 | 8.3492 | 0.57538 | 0.34523
2015-08-28 15:00 | 11 | 9.9827 | 0.99474 | 0.59684
2015-08-28 16:00 | 10.3 | 9.3474 | 0.81382 | 0.48829
2015-08-28 17:00 | 8.7 | 7.8954 | 0.48412 | 0.29047
2015-08-28 18:00 | 8.4 | 7.6232 | 0.43416 | 0.2605
2015-08-28 19:00 | 7.7 | 6.9879 | 0.33077 | 0.19846
2015-08-28 20:00 | 9.3 | 8.4399 | 0.59487 | 0.35692
2015-08-28 21:00 | 9.2 | 8.3492 | 0.57538 | 0.34523
2015-08-28 22:00 | 11 | 9.9827 | 0.99474 | 0.59684
2015-08-28 23:00 | 9.5 | 8.6214 | 0.63512 | 0.38107
2015-08-29 | 10.1 | 9.1659 | 0.76642 | 0.45985
2015-08-29 01:00 | 10.6 | 9.6197 | 0.88845 | 0.53307
2015-08-29 02:00 | 10.4 | 9.4382 | 0.83822 | 0.50293
2015-08-29 03:00 | 11.4 | 10.3457 | 1 | 0.6
2015-08-29 04:00 | 9.4 | 8.5307 | 0.61478 | 0.36887
2015-08-29 05:00 | 9.3 | 8.4399 | 0.59487 | 0.35692
2015-08-29 06:00 | 9.2 | 8.3492 | 0.57538 | 0.34523
2015-08-29 07:00 | 7.8 | 7.0786 | 0.34445 | 0.20667
2015-08-29 08:00 | 8.5 | 7.7139 | 0.45043 | 0.27026
2015-08-29 09:00 | 9.6 | 8.7122 | 0.6559 | 0.39354
2015-08-29 10:00 | 7.6 | 6.8971 | 0.31744 | 0.19046
2015-08-29 11:00 | 5.2 | 4.7191 | 0.090889 | 0.054533
2015-08-29 12:00 | 5.8 | 5.2636 | 0.13227 | 0.079364
2015-08-29 13:00 | 6.5 | 5.8989 | 0.19265 | 0.11559
2015-08-29 14:00 | 9 | 8.1677 | 0.53765 | 0.32259
2015-08-29 15:00 | 6.3 | 5.7174 | 0.17398 | 0.10439
2015-08-29 16:00 | 6.4 | 5.8081 | 0.18317 | 0.1099
2015-08-29 17:00 | 5.3 | 4.8099 | 0.097168 | 0.058301
2015-08-29 18:00 | 5.2 | 4.7191 | 0.090889 | 0.054533
2015-08-29 19:00 | 9 | 8.1677 | 0.53765 | 0.32259
2015-08-29 20:00 | 10.3 | 9.3474 | 0.81382 | 0.48829
2015-08-29 21:00 | 10.6 | 9.6197 | 0.88845 | 0.53307
2015-08-29 22:00 | 11.2 | 10.1642 | 1 | 0.6
2015-08-29 23:00 | 12.9 | 11.707 | 1 | 0.6
2015-08-30 | 12.1 | 10.981 | 1 | 0.6
2015-08-30 01:00 | 13.6 | 12.3423 | 1 | 0.6
2015-08-30 02:00 | 12.8 | 11.6162 | 1 | 0.6
2015-08-30 03:00 | 12.6 | 11.4347 | 1 | 0.6
2015-08-30 04:00 | 14.9 | 13.522 | 1 | 0.6
2015-08-30 05:00 | 12.8 | 11.6162 | 1 | 0.6
2015-08-30 06:00 | 13.5 | 12.2515 | 1 | 0.6
2015-08-30 07:00 | 13.3 | 12.07 | 1 | 0.6
2015-08-30 08:00 | 12.7 | 11.5255 | 1 | 0.6
2015-08-30 09:00 | 11.5 | 10.4365 | 1 | 0.6
2015-08-30 10:00 | 12 | 10.8902 | 1 | 0.6
2015-08-30 11:00 | 11.2 | 10.1642 | 1 | 0.6
2015-08-30 12:00 | 12.1 | 10.981 | 1 | 0.6
2015-08-30 13:00 | 11.9 | 10.7995 | 1 | 0.6
2015-08-30 14:00 | 11.4 | 10.3457 | 1 | 0.6
2015-08-30 15:00 | 11.9 | 10.7995 | 1 | 0.6
2015-08-30 16:00 | 11.7 | 10.618 | 1 | 0.6
2015-08-30 17:00 | 11.5 | 10.4365 | 1 | 0.6
2015-08-30 18:00 | 11.7 | 10.618 | 1 | 0.6
2015-08-30 19:00 | 12 | 10.8902 | 1 | 0.6
2015-08-30 20:00 | 11.3 | 10.255 | 1 | 0.6
2015-08-30 21:00 | 10.6 | 9.6197 | 0.88845 | 0.53307
2015-08-30 22:00 | 12.4 | 11.2532 | 1 | 0.6
2015-08-30 23:00 | 10.9 | 9.892 | 0.96743 | 0.58046
2015-08-31 | 11.2 | 10.1642 | 1 | 0.6
2015-08-31 01:00 | 12.1 | 10.981 | 1 | 0.6
2015-08-31 02:00 | 10.3 | 9.3474 | 0.81382 | 0.48829
2015-08-31 03:00 | 10.5 | 9.529 | 0.8631 | 0.51786
2015-08-31 04:00 | 8.5 | 7.7139 | 0.45043 | 0.27026
2015-08-31 05:00 | 6.9 | 6.2619 | 0.23356 | 0.14014
2015-08-31 06:00 | 7.5 | 6.8064 | 0.30445 | 0.18267
2015-08-31 07:00 | 8.4 | 7.6232 | 0.43416 | 0.2605
2015-08-31 08:00 | 7.8 | 7.0786 | 0.34445 | 0.20667
2015-08-31 09:00 | 6.6 | 5.9896 | 0.20242 | 0.12145
2015-08-31 10:00 | 2.4 | 2.178 | 0 | 0
2015-08-31 11:00 | 1.7 | 1.5428 | 0 | 0
2015-08-31 12:00 | 4.4 | 3.9931 | 0.048806 | 0.029284
2015-08-31 13:00 | 4.4 | 3.9931 | 0.048806 | 0.029284
2015-08-31 14:00 | 4.5 | 4.0838 | 0.053317 | 0.03199
2015-08-31 15:00 | 2.7 | 2.4503 | 0 | 0
2015-08-31 16:00 | 4.3 | 3.9023 | 0.044496 | 0.026697
2015-08-31 17:00 | 3.6 | 3.2671 | 0.019552 | 0.011731
2015-08-31 18:00 | 4.3 | 3.9023 | 0.044496 | 0.026697
2015-08-31 19:00 | 3.4 | 3.0856 | 0.01397 | 0.008382
2015-08-31 20:00 | 2.6 | 2.3595 | 0 | 0
2015-08-31 21:00 | 2.6 | 2.3595 | 0 | 0
2015-08-31 22:00 | 3 | 2.7226 | 0.0046278 | 0.0027767
2015-08-31 23:00 | 2.8 | 2.5411 | 0.00079489 | 0.00047693
2015-09-01 | 2.4 | 2.178 | 0 | 0
2015-09-01 01:00 | 0.9 | 0.81677 | 0 | 0
2015-09-01 02:00 | 2.2 | 1.9965 | 0 | 0
2015-09-01 03:00 | 1.8 | 1.6335 | 0 | 0
2015-09-01 04:00 | 4.1 | 3.7208 | 0.036458 | 0.021875
2015-09-01 05:00 | 3.6 | 3.2671 | 0.019552 | 0.011731
2015-09-01 06:00 | 2.9 | 2.6318 | 0.0026453 | 0.0015872
2015-09-01 07:00 | 4.3 | 3.9023 | 0.044496 | 0.026697
2015-09-01 08:00 | 3.6 | 3.2671 | 0.019552 | 0.011731
2015-09-01 09:00 | 3.8 | 3.4486 | 0.025791 | 0.015474
2015-09-01 10:00 | 4 | 3.6301 | 0.032721 | 0.019633
2015-09-01 11:00 | 4.9 | 4.4468 | 0.073457 | 0.044074
2015-09-01 12:00 | 4.3 | 3.9023 | 0.044496 | 0.026697
2015-09-01 13:00 | 4.4 | 3.9931 | 0.048806 | 0.029284
2015-09-01 14:00 | 3.3 | 2.9948 | 0.011414 | 0.0068481
2015-09-01 15:00 | 4.5 | 4.0838 | 0.053317 | 0.03199
2015-09-01 16:00 | 5.4 | 4.9006 | 0.10369 | 0.062213
2015-09-01 17:00 | 3.4 | 3.0856 | 0.01397 | 0.008382
2015-09-01 18:00 | 3.1 | 2.8133 | 0.0067469 | 0.0040482
2015-09-01 19:00 | 3.8 | 3.4486 | 0.025791 | 0.015474
2015-09-01 20:00 | 4 | 3.6301 | 0.032721 | 0.019633
2015-09-01 21:00 | 5 | 4.5376 | 0.079038 | 0.047423
2015-09-01 22:00 | 3.1 | 2.8133 | 0.0067469 | 0.0040482
2015-09-01 23:00 | 4 | 3.6301 | 0.032721 | 0.019633
2015-09-02 | 4.6 | 4.1746 | 0.058033 | 0.03482
2015-09-02 01:00 | 1.3 | 1.1798 | 0 | 0
2015-09-02 02:00 | 0.7 | 0.63526 | 0 | 0
2015-09-02 03:00 | 1.9 | 1.7243 | 0 | 0
2015-09-02 04:00 | 0.9 | 0.81677 | 0 | 0
2015-09-02 05:00 | 3 | 2.7226 | 0.0046278 | 0.0027767
2015-09-02 06:00 | 3 | 2.7226 | 0.0046278 | 0.0027767
2015-09-02 07:00 | 3.2 | 2.9041 | 0.0090073 | 0.0054044
2015-09-02 08:00 | 3.5 | 3.1763 | 0.016681 | 0.010009
2015-09-02 09:00 | 2.1 | 1.9058 | 0 | 0
2015-09-02 10:00 | 2.4 | 2.178 | 0 | 0
2015-09-02 11:00 | 2.3 | 2.0873 | 0 | 0
2015-09-02 12:00 | 2.2 | 1.9965 | 0 | 0
2015-09-02 13:00 | 1.5 | 1.3613 | 0 | 0
2015-09-02 14:00 | 1.6 | 1.452 | 0 | 0
2015-09-02 15:00 | 0.8 | 0.72602 | 0 | 0
2015-09-02 16:00 | 0.8 | 0.72602 | 0 | 0
2015-09-02 17:00 | 2.1 | 1.9058 | 0 | 0
2015-09-02 18:00 | 2.5 | 2.2688 | 0 | 0
2015-09-02 19:00 | 1.4 | 1.2705 | 0 | 0
2015-09-02 20:00 | 2.3 | 2.0873 | 0 | 0
2015-09-02 21:00 | 2.8 | 2.5411 | 0.00079489 | 0.00047693
2015-09-02 22:00 | 2.7 | 2.4503 | 0 | 0
2015-09-02 23:00 | 2.6 | 2.3595 | 0 | 0
2015-09-03 | 2.8 | 2.5411 | 0.00079489 | 0.00047693
2015-09-03 01:00 | 1.8 | 1.6335 | 0 | 0
2015-09-03 02:00 | 0.7 | 0.63526 | 0 | 0
2015-09-03 03:00 | 2.9 | 2.6318 | 0.0026453 | 0.0015872
2015-09-03 04:00 | 2.4 | 2.178 | 0 | 0
2015-09-03 05:00 | 3.5 | 3.1763 | 0.016681 | 0.010009
2015-09-03 06:00 | 3.6 | 3.2671 | 0.019552 | 0.011731
2015-09-03 07:00 | 2.5 | 2.2688 | 0 | 0
2015-09-03 08:00 | 2.6 | 2.3595 | 0 | 0
2015-09-03 09:00 | 3.1 | 2.8133 | 0.0067469 | 0.0040482
2015-09-03 10:00 | 3 | 2.7226 | 0.0046278 | 0.0027767
2015-09-03 11:00 | 1.1 | 0.99827 | 0 | 0
2015-09-03 12:00 | 2.6 | 2.3595 | 0 | 0
2015-09-03 13:00 | 1.5 | 1.3613 | 0 | 0
2015-09-03 14:00 | 1.6 | 1.452 | 0 | 0
2015-09-03 15:00 | 1.4 | 1.2705 | 0 | 0
2015-09-03 16:00 | 2 | 1.815 | 0 | 0
2015-09-03 17:00 | 2.2 | 1.9965 | 0 | 0
2015-09-03 18:00 | 0.8 | 0.72602 | 0 | 0
2015-09-03 19:00 | 0.7 | 0.63526 | 0 | 0
2015-09-03 20:00 | 0.9 | 0.81677 | 0 | 0
2015-09-03 21:00 | 1.2 | 1.089 | 0 | 0
2015-09-03 22:00 | 0.9 | 0.81677 | 0 | 0
2015-09-03 23:00 | 1.2 | 1.089 | 0 | 0
2015-09-04 | 1.4 | 1.2705 | 0 | 0
2015-09-04 01:00 | 0.9 | 0.81677 | 0 | 0
2015-09-04 02:00 | 1 | 0.90752 | 0 | 0
2015-09-04 03:00 | 3 | 2.7226 | 0.0046278 | 0.0027767
2015-09-04 04:00 | 2.8 | 2.5411 | 0.00079489 | 0.00047693
2015-09-04 05:00 | 3 | 2.7226 | 0.0046278 | 0.0027767
2015-09-04 06:00 | 2.2 | 1.9965 | 0 | 0
2015-09-04 07:00 | 1.9 | 1.7243 | 0 | 0
2015-09-04 08:00 | 0.8 | 0.72602 | 0 | 0
2015-09-04 09:00 | 1.6 | 1.452 | 0 | 0
2015-09-04 10:00 | 2.4 | 2.178 | 0 | 0
2015-09-04 11:00 | 3.2 | 2.9041 | 0.0090073 | 0.0054044
2015-09-04 12:00 | 3.4 | 3.0856 | 0.01397 | 0.008382
2015-09-04 13:00 | 4.8 | 4.3561 | 0.068098 | 0.040859
2015-09-04 14:00 | 0.8 | 0.72602 | 0 | 0
2015-09-04 15:00 | 2.2 | 1.9965 | 0 | 0
2015-09-04 16:00 | 1.4 | 1.2705 | 0 | 0
2015-09-04 17:00 | 4.9 | 4.4468 | 0.073457 | 0.044074
2015-09-04 18:00 | 5.5 | 4.9914 | 0.11045 | 0.066272
2015-09-04 19:00 | 4.5 | 4.0838 | 0.053317 | 0.03199
2015-09-04 20:00 | 2.7 | 2.4503 | 0 | 0
2015-09-04 21:00 | 1.3 | 1.1798 | 0 | 0
2015-09-04 22:00 | 1 | 0.90752 | 0 | 0
2015-09-04 23:00 | 1.2 | 1.089 | 0 | 0
2015-09-05 | 1.8 | 1.6335 | 0 | 0
2015-09-05 01:00 | 1.3 | 1.1798 | 0 | 0
2015-09-05 02:00 | 2.5 | 2.2688 | 0 | 0
2015-09-05 03:00 | 1.5 | 1.3613 | 0 | 0
2015-09-05 04:00 | 1.2 | 1.089 | 0 | 0
2015-09-05 05:00 | 1.6 | 1.452 | 0 | 0
2015-09-05 06:00 | 2.3 | 2.0873 | 0 | 0
2015-09-05 07:00 | 2.9 | 2.6318 | 0.0026453 | 0.0015872
2015-09-05 08:00 | 2.3 | 2.0873 | 0 | 0
2015-09-05 09:00 | 2.1 | 1.9058 | 0 | 0
2015-09-05 10:00 | 1.6 | 1.452 | 0 | 0
2015-09-05 11:00 | 1.7 | 1.5428 | 0 | 0
2015-09-05 12:00 | 2.5 | 2.2688 | 0 | 0
2015-09-05 13:00 | 2.5 | 2.2688 | 0 | 0
2015-09-05 14:00 | 2.3 | 2.0873 | 0 | 0
2015-09-05 15:00 | 1.6 | 1.452 | 0 | 0
2015-09-05 16:00 | 1.8 | 1.6335 | 0 | 0
2015-09-05 17:00 | 1.4 | 1.2705 | 0 | 0
2015-09-05 18:00 | 0.9 | 0.81677 | 0 | 0
2015-09-05 19:00 | 1.6 | 1.452 | 0 | 0
2015-09-05 20:00 | 1.1 | 0.99827 | 0 | 0
2015-09-05 21:00 | 0.4 | 0.36301 | 0 | 0
2015-09-05 22:00 | 0.7 | 0.63526 | 0 | 0
2015-09-05 23:00 | 1.1 | 0.99827 | 0 | 0
2015-09-06 | 2.2 | 1.9965 | 0 | 0
2015-09-06 01:00 | 2 | 1.815 | 0 | 0
2015-09-06 02:00 | 1.1 | 0.99827 | 0 | 0
2015-09-06 03:00 | 1.8 | 1.6335 | 0 | 0
2015-09-06 04:00 | 2.2 | 1.9965 | 0 | 0
2015-09-06 05:00 | 1.6 | 1.452 | 0 | 0
2015-09-06 06:00 | 1.6 | 1.452 | 0 | 0
2015-09-06 07:00 | 1.8 | 1.6335 | 0 | 0
2015-09-06 08:00 | 2.1 | 1.9058 | 0 | 0
2015-09-06 09:00 | 2.9 | 2.6318 | 0.0026453 | 0.0015872
2015-09-06 10:00 | 2.6 | 2.3595 | 0 | 0
2015-09-06 11:00 | 3 | 2.7226 | 0.0046278 | 0.0027767
2015-09-06 12:00 | 3.5 | 3.1763 | 0.016681 | 0.010009
2015-09-06 13:00 | 3.6 | 3.2671 | 0.019552 | 0.011731
2015-09-06 14:00 | 3.1 | 2.8133 | 0.0067469 | 0.0040482
2015-09-06 15:00 | 2.7 | 2.4503 | 0 | 0
2015-09-06 16:00 | 3.8 | 3.4486 | 0.025791 | 0.015474
2015-09-06 17:00 | 4.2 | 3.8116 | 0.040381 | 0.024229
2015-09-06 18:00 | 5.2 | 4.7191 | 0.090889 | 0.054533
2015-09-06 19:00 | 5.9 | 5.3544 | 0.14007 | 0.084041
2015-09-06 20:00 | 5.3 | 4.8099 | 0.097168 | 0.058301
2015-09-06 21:00 | 4.4 | 3.9931 | 0.048806 | 0.029284
2015-09-06 22:00 | 5.7 | 5.1729 | 0.12474 | 0.074845
2015-09-06 23:00 | 5.5 | 4.9914 | 0.11045 | 0.066272
2015-09-07 | 5.8 | 5.2636 | 0.13227 | 0.079364
2015-09-07 01:00 | 5.9 | 5.3544 | 0.14007 | 0.084041
2015-09-07 02:00 | 5.7 | 5.1729 | 0.12474 | 0.074845
2015-09-07 03:00 | 6 | 5.4451 | 0.14813 | 0.08888
2015-09-07 04:00 | 6.8 | 6.1711 | 0.22287 | 0.13372
2015-09-07 05:00 | 8.7 | 7.8954 | 0.48412 | 0.29047
2015-09-07 06:00 | 8.5 | 7.7139 | 0.45043 | 0.27026
2015-09-07 07:00 | 8.6 | 7.8047 | 0.46708 | 0.28025
2015-09-07 08:00 | 8 | 7.2602 | 0.37288 | 0.22373
2015-09-07 09:00 | 6.6 | 5.9896 | 0.20242 | 0.12145
2015-09-07 10:00 | 6 | 5.4451 | 0.14813 | 0.08888
2015-09-07 11:00 | 7 | 6.3526 | 0.24456 | 0.14674
2015-09-07 12:00 | 6.8 | 6.1711 | 0.22287 | 0.13372
2015-09-07 13:00 | 5 | 4.5376 | 0.079038 | 0.047423
2015-09-07 14:00 | 3.6 | 3.2671 | 0.019552 | 0.011731
2015-09-07 15:00 | 9 | 8.1677 | 0.53765 | 0.32259
2015-09-07 16:00 | 10.2 | 9.2567 | 0.78989 | 0.47393
2015-09-07 17:00 | 8 | 7.2602 | 0.37288 | 0.22373
2015-09-07 18:00 | 6.9 | 6.2619 | 0.23356 | 0.14014
2015-09-07 19:00 | 7.7 | 6.9879 | 0.33077 | 0.19846
2015-09-07 20:00 | 6.2 | 5.6266 | 0.16509 | 0.099052
2015-09-07 21:00 | 8.3 | 7.5324 | 0.41828 | 0.25097
2015-09-07 22:00 | 9.9 | 8.9844 | 0.72086 | 0.43252
2015-09-07 23:00 | 9.6 | 8.7122 | 0.6559 | 0.39354
2015-09-08 | 10 | 9.0752 | 0.74342 | 0.44605
2015-09-08 01:00 | 4.9 | 4.4468 | 0.073457 | 0.044074
2015-09-08 02:00 | 6.2 | 5.6266 | 0.16509 | 0.099052
2015-09-08 03:00 | 5.6 | 5.0821 | 0.11747 | 0.070482
2015-09-08 04:00 | 4.5 | 4.0838 | 0.053317 | 0.03199
2015-09-08 05:00 | 5.6 | 5.0821 | 0.11747 | 0.070482
2015-09-08 06:00 | 6.1 | 5.5359 | 0.15647 | 0.093883
2015-09-08 07:00 | 6.5 | 5.8989 | 0.19265 | 0.11559
2015-09-08 08:00 | 5.7 | 5.1729 | 0.12474 | 0.074845
2015-09-08 09:00 | 7.4 | 6.7156 | 0.29181 | 0.17509
2015-09-08 10:00 | 5.2 | 4.7191 | 0.090889 | 0.054533
2015-09-08 11:00 | 4.4 | 3.9931 | 0.048806 | 0.029284
2015-09-08 12:00 | 2.4 | 2.178 | 0 | 0
2015-09-08 13:00 | 3.8 | 3.4486 | 0.025791 | 0.015474
2015-09-08 14:00 | 4.2 | 3.8116 | 0.040381 | 0.024229
2015-09-08 15:00 | 5.4 | 4.9006 | 0.10369 | 0.062213
2015-09-08 16:00 | 1.1 | 0.99827 | 0 | 0
2015-09-08 17:00 | 2.9 | 2.6318 | 0.0026453 | 0.0015872
2015-09-08 18:00 | 1.9 | 1.7243 | 0 | 0
2015-09-08 19:00 | 1.5 | 1.3613 | 0 | 0
2015-09-08 20:00 | 1.8 | 1.6335 | 0 | 0
2015-09-08 21:00 | 1.1 | 0.99827 | 0 | 0
2015-09-08 22:00 | 2 | 1.815 | 0 | 0
2015-09-08 23:00 | 0.9 | 0.81677 | 0 | 0
2015-09-09 | 0.8 | 0.72602 | 0 | 0
2015-09-09 01:00 | 2.1 | 1.9058 | 0 | 0
2015-09-09 02:00 | 1 | 0.90752 | 0 | 0
2015-09-09 03:00 | 2.6 | 2.3595 | 0 | 0
2015-09-09 04:00 | 2.3 | 2.0873 | 0 | 0
2015-09-09 05:00 | 1.4 | 1.2705 | 0 | 0
2015-09-09 06:00 | 4.2 | 3.8116 | 0.040381 | 0.024229
2015-09-09 07:00 | 5 | 4.5376 | 0.079038 | 0.047423
2015-09-09 08:00 | 5.5 | 4.9914 | 0.11045 | 0.066272
2015-09-09 09:00 | 6.9 | 6.2619 | 0.23356 | 0.14014
2015-09-09 10:00 | 1.9 | 1.7243 | 0 | 0
2015-09-09 11:00 | 3.5 | 3.1763 | 0.016681 | 0.010009
2015-09-09 12:00 | 3.1 | 2.8133 | 0.0067469 | 0.0040482
2015-09-09 13:00 | 2.6 | 2.3595 | 0 | 0
2015-09-09 14:00 | 1.9 | 1.7243 | 0 | 0
2015-09-09 15:00 | 2.7 | 2.4503 | 0 | 0
2015-09-09 16:00 | 2.2 | 1.9965 | 0 | 0
2015-09-09 17:00 | 2.6 | 2.3595 | 0 | 0
2015-09-09 18:00 | 2.6 | 2.3595 | 0 | 0
2015-09-09 19:00 | 0.8 | 0.72602 | 0 | 0
2015-09-09 20:00 | 1.4 | 1.2705 | 0 | 0
2015-09-09 21:00 | 2.1 | 1.9058 | 0 | 0
2015-09-09 22:00 | 2.8 | 2.5411 | 0.00079489 | 0.00047693
2015-09-09 23:00 | 3 | 2.7226 | 0.0046278 | 0.0027767
2015-09-10 | 1.1 | 0.99827 | 0 | 0
2015-09-10 01:00 | 0.4 | 0.36301 | 0 | 0
2015-09-10 02:00 | 2.1 | 1.9058 | 0 | 0
2015-09-10 03:00 | 2.8 | 2.5411 | 0.00079489 | 0.00047693
2015-09-10 04:00 | 4.3 | 3.9023 | 0.044496 | 0.026697
2015-09-10 05:00 | 4.6 | 4.1746 | 0.058033 | 0.03482
2015-09-10 06:00 | 4.2 | 3.8116 | 0.040381 | 0.024229
2015-09-10 07:00 | 4.7 | 4.2653 | 0.062959 | 0.037775
2015-09-10 08:00 | 5.2 | 4.7191 | 0.090889 | 0.054533
2015-09-10 09:00 | 3.8 | 3.4486 | 0.025791 | 0.015474
2015-09-10 10:00 | 2.3 | 2.0873 | 0 | 0
2015-09-10 11:00 | 1.2 | 1.089 | 0 | 0
2015-09-10 12:00 | 0.9 | 0.81677 | 0 | 0
2015-09-10 13:00 | 1.7 | 1.5428 | 0 | 0
2015-09-10 14:00 | 2.4 | 2.178 | 0 | 0
2015-09-10 15:00 | 5.3 | 4.8099 | 0.097168 | 0.058301
2015-09-10 16:00 | 5.3 | 4.8099 | 0.097168 | 0.058301
2015-09-10 17:00 | 5.6 | 5.0821 | 0.11747 | 0.070482
2015-09-10 18:00 | 6.6 | 5.9896 | 0.20242 | 0.12145
2015-09-10 19:00 | 6.5 | 5.8989 | 0.19265 | 0.11559
2015-09-10 20:00 | 7 | 6.3526 | 0.24456 | 0.14674
2015-09-10 21:00 | 6.15 | 5.5812 | 0.16074 | 0.096446
2015-09-10 22:00 | 5.3 | 4.8099 | 0.097168 | 0.058301
2015-09-10 23:00 | 4.6 | 4.1746 | 0.058033 | 0.03482
2015-09-11 | 5.6 | 5.0821 | 0.11747 | 0.070482
2015-09-11 01:00 | 6.2 | 5.6266 | 0.16509 | 0.099052
2015-09-11 02:00 | 6.7 | 6.0804 | 0.21249 | 0.1275
2015-09-11 03:00 | 7.4 | 6.7156 | 0.29181 | 0.17509
2015-09-11 04:00 | 10.1 | 9.1659 | 0.76642 | 0.45985
2015-09-11 05:00 | 9.9 | 8.9844 | 0.72086 | 0.43252
2015-09-11 06:00 | 8.9 | 8.0769 | 0.5194 | 0.31164
2015-09-11 07:00 | 8.3 | 7.5324 | 0.41828 | 0.25097
2015-09-11 08:00 | 7.3 | 6.6249 | 0.2795 | 0.1677
2015-09-11 09:00 | 5.3 | 4.8099 | 0.097168 | 0.058301
2015-09-11 10:00 | 4.2 | 3.8116 | 0.040381 | 0.024229
2015-09-11 11:00 | 3.5 | 3.1763 | 0.016681 | 0.010009
2015-09-11 12:00 | 1.3 | 1.1798 | 0 | 0
2015-09-11 13:00 | 3.2 | 2.9041 | 0.0090073 | 0.0054044
2015-09-11 14:00 | 4.6 | 4.1746 | 0.058033 | 0.03482
2015-09-11 15:00 | 6 | 5.4451 | 0.14813 | 0.08888
2015-09-11 16:00 | 8.8 | 7.9862 | 0.50156 | 0.30094
2015-09-11 17:00 | 8.9 | 8.0769 | 0.5194 | 0.31164
2015-09-11 18:00 | 7.1 | 6.4434 | 0.25588 | 0.15353
2015-09-11 19:00 | 8.1 | 7.3509 | 0.38764 | 0.23259
2015-09-11 20:00 | 9.8 | 8.8937 | 0.69876 | 0.41926
2015-09-11 21:00 | 10.3 | 9.3474 | 0.81382 | 0.48829
2015-09-11 22:00 | 9.5 | 8.6214 | 0.63512 | 0.38107
2015-09-11 23:00 | 12.6 | 11.4347 | 1 | 0.6
2015-09-12 | 11.5 | 10.4365 | 1 | 0.6
2015-09-12 01:00 | 11.6 | 10.5272 | 1 | 0.6
2015-09-12 02:00 | 8.9 | 8.0769 | 0.5194 | 0.31164
2015-09-12 03:00 | 7.2 | 6.5341 | 0.26753 | 0.16052
2015-09-12 04:00 | 7.5 | 6.8064 | 0.30445 | 0.18267
2015-09-12 05:00 | 7.1 | 6.4434 | 0.25588 | 0.15353
2015-09-12 06:00 | 5.2 | 4.7191 | 0.090889 | 0.054533
2015-09-12 07:00 | 5.2 | 4.7191 | 0.090889 | 0.054533
2015-09-12 08:00 | 1.5 | 1.3613 | 0 | 0
2015-09-12 09:00 | 0.4 | 0.36301 | 0 | 0
2015-09-12 10:00 | 2.7 | 2.4503 | 0 | 0
2015-09-12 11:00 | 2.8 | 2.5411 | 0.00079489 | 0.00047693
2015-09-12 12:00 | 3.1 | 2.8133 | 0.0067469 | 0.0040482
2015-09-12 13:00 | 3.4 | 3.0856 | 0.01397 | 0.008382
2015-09-12 14:00 | 3.7 | 3.3578 | 0.022587 | 0.013552
2015-09-12 15:00 | 4 | 3.6301 | 0.032721 | 0.019633
2015-09-12 16:00 | 3.7 | 3.3578 | 0.022587 | 0.013552
2015-09-12 17:00 | 4.1 | 3.7208 | 0.036458 | 0.021875
2015-09-12 18:00 | 3 | 2.7226 | 0.0046278 | 0.0027767
2015-09-12 19:00 | 2.3 | 2.0873 | 0 | 0
2015-09-12 20:00 | 2.9 | 2.6318 | 0.0026453 | 0.0015872
2015-09-12 21:00 | 3.6 | 3.2671 | 0.019552 | 0.011731
2015-09-12 22:00 | 5 | 4.5376 | 0.079038 | 0.047423
2015-09-12 23:00 | 5.4 | 4.9006 | 0.10369 | 0.062213
2015-09-13 | 7.5 | 6.8064 | 0.30445 | 0.18267
2015-09-13 01:00 | 6 | 5.4451 | 0.14813 | 0.08888
2015-09-13 02:00 | 6.8 | 6.1711 | 0.22287 | 0.13372
2015-09-13 03:00 | 8.3 | 7.5324 | 0.41828 | 0.25097
2015-09-13 04:00 | 5.1 | 4.6283 | 0.084847 | 0.050908
2015-09-13 05:00 | 5 | 4.5376 | 0.079038 | 0.047423
2015-09-13 06:00 | 2.9 | 2.6318 | 0.0026453 | 0.0015872
2015-09-13 07:00 | 0.8 | 0.72602 | 0 | 0
2015-09-13 08:00 | 4 | 3.6301 | 0.032721 | 0.019633
2015-09-13 09:00 | 4.8 | 4.3561 | 0.068098 | 0.040859
2015-09-13 10:00 | 4.6 | 4.1746 | 0.058033 | 0.03482
2015-09-13 11:00 | 1 | 0.90752 | 0 | 0
2015-09-13 12:00 | 0.9 | 0.81677 | 0 | 0
2015-09-13 13:00 | 0.7 | 0.63526 | 0 | 0
2015-09-13 14:00 | 0.7 | 0.63526 | 0 | 0
2015-09-13 15:00 | 0.6 | 0.54451 | 0 | 0
2015-09-13 16:00 | 0.4 | 0.36301 | 0 | 0
2015-09-13 17:00 | 0.5 | 0.45376 | 0 | 0
2015-09-13 18:00 | 1.1 | 0.99827 | 0 | 0
2015-09-13 19:00 | 2 | 1.815 | 0 | 0
2015-09-13 20:00 | 1.4 | 1.2705 | 0 | 0
2015-09-13 21:00 | 2.4 | 2.178 | 0 | 0
2015-09-13 22:00 | 1.6 | 1.452 | 0 | 0
2015-09-13 23:00 | 1.2 | 1.089 | 0 | 0
2015-09-14 | 0.5 | 0.45376 | 0 | 0
2015-09-14 01:00 | 1 | 0.90752 | 0 | 0
2015-09-14 02:00 | 1.1 | 0.99827 | 0 | 0
2015-09-14 03:00 | 0.5 | 0.45376 | 0 | 0
2015-09-14 04:00 | 0.4 | 0.36301 | 0 | 0
2015-09-14 05:00 | 2 | 1.815 | 0 | 0
2015-09-14 06:00 | 2.6 | 2.3595 | 0 | 0
2015-09-14 07:00 | 1 | 0.90752 | 0 | 0
2015-09-14 08:00 | 2.4 | 2.178 | 0 | 0
2015-09-14 09:00 | 1.6 | 1.452 | 0 | 0
2015-09-14 10:00 | 2.5 | 2.2688 | 0 | 0
2015-09-14 11:00 | 2.2 | 1.9965 | 0 | 0
2015-09-14 12:00 | 1.8 | 1.6335 | 0 | 0
2015-09-14 13:00 | 1.7 | 1.5428 | 0 | 0
2015-09-14 14:00 | 1.1 | 0.99827 | 0 | 0
2015-09-14 15:00 | 1.8 | 1.6335 | 0 | 0
2015-09-14 16:00 | 2 | 1.815 | 0 | 0
2015-09-14 17:00 | 1.8 | 1.6335 | 0 | 0
2015-09-14 18:00 | 2.4 | 2.178 | 0 | 0
2015-09-14 19:00 | 0.9 | 0.81677 | 0 | 0
2015-09-14 20:00 | 1.2 | 1.089 | 0 | 0
2015-09-14 21:00 | 0.8 | 0.72602 | 0 | 0
2015-09-14 22:00 | 2.3 | 2.0873 | 0 | 0
2015-09-14 23:00 | 1.3 | 1.1798 | 0 | 0
2015-09-15 | 2.6 | 2.3595 | 0 | 0
2015-09-15 01:00 | 2.7 | 2.4503 | 0 | 0
2015-09-15 02:00 | 2.5 | 2.2688 | 0 | 0
2015-09-15 03:00 | 1.3 | 1.1798 | 0 | 0
2015-09-15 04:00 | 2.5 | 2.2688 | 0 | 0
2015-09-15 05:00 | 1.4 | 1.2705 | 0 | 0
2015-09-15 06:00 | 1.9 | 1.7243 | 0 | 0
2015-09-15 07:00 | 2.6 | 2.3595 | 0 | 0
2015-09-15 08:00 | 1.8 | 1.6335 | 0 | 0
2015-09-15 09:00 | 2.2 | 1.9965 | 0 | 0
2015-09-15 10:00 | 4.5 | 4.0838 | 0.053317 | 0.03199
2015-09-15 11:00 | 3.6 | 3.2671 | 0.019552 | 0.011731
2015-09-15 12:00 | 2 | 1.815 | 0 | 0
2015-09-15 13:00 | 1.5 | 1.3613 | 0 | 0
2015-09-15 14:00 | 1.9 | 1.7243 | 0 | 0
2015-09-15 15:00 | 0.6 | 0.54451 | 0 | 0
2015-09-15 16:00 | 0.9 | 0.81677 | 0 | 0
2015-09-15 17:00 | 1 | 0.90752 | 0 | 0
2015-09-15 18:00 | 2.8 | 2.5411 | 0.00079489 | 0.00047693
2015-09-15 19:00 | 1 | 0.90752 | 0 | 0
2015-09-15 20:00 | 0.5 | 0.45376 | 0 | 0
2015-09-15 21:00 | 0.8 | 0.72602 | 0 | 0
2015-09-15 22:00 | 0.7 | 0.63526 | 0 | 0
2015-09-15 23:00 | 1.7 | 1.5428 | 0 | 0
2015-09-16 | 0.9 | 0.81677 | 0 | 0
2015-09-16 01:00 | 0.6 | 0.54451 | 0 | 0
2015-09-16 02:00 | 2 | 1.815 | 0 | 0
2015-09-16 03:00 | 1.8 | 1.6335 | 0 | 0
2015-09-16 04:00 | 1.1 | 0.99827 | 0 | 0
2015-09-16 05:00 | 1.7 | 1.5428 | 0 | 0
2015-09-16 06:00 | 0.5 | 0.45376 | 0 | 0
2015-09-16 07:00 | 0.5 | 0.45376 | 0 | 0
2015-09-16 08:00 | 0.5 | 0.45376 | 0 | 0
2015-09-16 09:00 | 0.7 | 0.63526 | 0 | 0
2015-09-16 10:00 | 0.6 | 0.54451 | 0 | 0
2015-09-16 11:00 | 1.3 | 1.1798 | 0 | 0
2015-09-16 12:00 | 0.9 | 0.81677 | 0 | 0
2015-09-16 13:00 | 0.6 | 0.54451 | 0 | 0
2015-09-16 14:00 | 0.5 | 0.45376 | 0 | 0
2015-09-16 15:00 | 0.6 | 0.54451 | 0 | 0
2015-09-16 16:00 | 1.5 | 1.3613 | 0 | 0
2015-09-16 17:00 | 1.5 | 1.3613 | 0 | 0
2015-09-16 18:00 | 1.5 | 1.3613 | 0 | 0
2015-09-16 19:00 | 1.4 | 1.2705 | 0 | 0
2015-09-16 20:00 | 0.5 | 0.45376 | 0 | 0
2015-09-16 21:00 | 1.7 | 1.5428 | 0 | 0
2015-09-16 22:00 | 1.4 | 1.2705 | 0 | 0
2015-09-16 23:00 | 1 | 0.90752 | 0 | 0
2015-09-17 | 0.9 | 0.81677 | 0 | 0
2015-09-17 01:00 | 1 | 0.90752 | 0 | 0
2015-09-17 02:00 | 0.4 | 0.36301 | 0 | 0
2015-09-17 03:00 | 1.5 | 1.3613 | 0 | 0
2015-09-17 04:00 | 3 | 2.7226 | 0.0046278 | 0.0027767
2015-09-17 05:00 | 1.4 | 1.2705 | 0 | 0
2015-09-17 06:00 | 1.1 | 0.99827 | 0 | 0
2015-09-17 07:00 | 1.6 | 1.452 | 0 | 0
2015-09-17 08:00 | 1.6 | 1.452 | 0 | 0
2015-09-17 09:00 | 0.6 | 0.54451 | 0 | 0
2015-09-17 10:00 | 0.5 | 0.45376 | 0 | 0
2015-09-17 11:00 | 0.5 | 0.45376 | 0 | 0
2015-09-17 12:00 | 4.4 | 3.9931 | 0.048806 | 0.029284
2015-09-17 13:00 | 4.7 | 4.2653 | 0.062959 | 0.037775
2015-09-17 14:00 | 3.5 | 3.1763 | 0.016681 | 0.010009
2015-09-17 15:00 | 3.7 | 3.3578 | 0.022587 | 0.013552
2015-09-17 16:00 | 1.7 | 1.5428 | 0 | 0
2015-09-17 17:00 | 1 | 0.90752 | 0 | 0
2015-09-17 18:00 | 2.4 | 2.178 | 0 | 0
2015-09-17 19:00 | 1.9 | 1.7243 | 0 | 0
2015-09-17 20:00 | 1.6 | 1.452 | 0 | 0
2015-09-17 21:00 | 2.9 | 2.6318 | 0.0026453 | 0.0015872
2015-09-17 22:00 | 1.6 | 1.452 | 0 | 0
2015-09-17 23:00 | 2.4 | 2.178 | 0 | 0
2015-09-18 | 2.4 | 2.178 | 0 | 0
2015-09-18 01:00 | 2.4 | 2.178 | 0 | 0
2015-09-18 02:00 | 2.2 | 1.9965 | 0 | 0
2015-09-18 03:00 | 1.4 | 1.2705 | 0 | 0
2015-09-18 04:00 | 1.8 | 1.6335 | 0 | 0
2015-09-18 05:00 | 2.6 | 2.3595 | 0 | 0
2015-09-18 06:00 | 1.9 | 1.7243 | 0 | 0
2015-09-18 07:00 | 2.8 | 2.5411 | 0.00079489 | 0.00047693
2015-09-18 08:00 | 4.2 | 3.8116 | 0.040381 | 0.024229
2015-09-18 09:00 | 3.8 | 3.4486 | 0.025791 | 0.015474
2015-09-18 10:00 | 3.8 | 3.4486 | 0.025791 | 0.015474
2015-09-18 11:00 | 5.9 | 5.3544 | 0.14007 | 0.084041
2015-09-18 12:00 | 7.7 | 6.9879 | 0.33077 | 0.19846
2015-09-18 13:00 | 8.9 | 8.0769 | 0.5194 | 0.31164
2015-09-18 14:00 | 10.5 | 9.529 | 0.8631 | 0.51786
2015-09-18 15:00 | 11.6 | 10.5272 | 1 | 0.6
2015-09-18 16:00 | 10.6 | 9.6197 | 0.88845 | 0.53307
2015-09-18 17:00 | 8.8 | 7.9862 | 0.50156 | 0.30094
2015-09-18 18:00 | 8.4 | 7.6232 | 0.43416 | 0.2605
2015-09-18 19:00 | 8.9 | 8.0769 | 0.5194 | 0.31164
2015-09-18 20:00 | 11.6 | 10.5272 | 1 | 0.6
2015-09-18 21:00 | 11.3 | 10.255 | 1 | 0.6
2015-09-18 22:00 | 12.5 | 11.344 | 1 | 0.6
2015-09-18 23:00 | 11 | 9.9827 | 0.99474 | 0.59684
2015-09-19 | 9.4 | 8.5307 | 0.61478 | 0.36887
2015-09-19 01:00 | 9.8 | 8.8937 | 0.69876 | 0.41926
2015-09-19 02:00 | 10.9 | 9.892 | 0.96743 | 0.58046
2015-09-19 03:00 | 10.7 | 9.7105 | 0.91429 | 0.54857
2015-09-19 04:00 | 10.2 | 9.2567 | 0.78989 | 0.47393
2015-09-19 05:00 | 9.7 | 8.8029 | 0.67711 | 0.40627
2015-09-19 06:00 | 9.4 | 8.5307 | 0.61478 | 0.36887
2015-09-19 07:00 | 8.7 | 7.8954 | 0.48412 | 0.29047
2015-09-19 08:00 | 9.5 | 8.6214 | 0.63512 | 0.38107
2015-09-19 09:00 | 9 | 8.1677 | 0.53765 | 0.32259
2015-09-19 10:00 | 7.1 | 6.4434 | 0.25588 | 0.15353
2015-09-19 11:00 | 8.6 | 7.8047 | 0.46708 | 0.28025
2015-09-19 12:00 | 7.2 | 6.5341 | 0.26753 | 0.16052
2015-09-19 13:00 | 7.7 | 6.9879 | 0.33077 | 0.19846
2015-09-19 14:00 | 8 | 7.2602 | 0.37288 | 0.22373
2015-09-19 15:00 | 6.2 | 5.6266 | 0.16509 | 0.099052
2015-09-19 16:00 | 4.5 | 4.0838 | 0.053317 | 0.03199
2015-09-19 17:00 | 3.6 | 3.2671 | 0.019552 | 0.011731
2015-09-19 18:00 | 3.5 | 3.1763 | 0.016681 | 0.010009
2015-09-19 19:00 | 4 | 3.6301 | 0.032721 | 0.019633
2015-09-19 20:00 | 3.3 | 2.9948 | 0.011414 | 0.0068481
2015-09-19 21:00 | 4.3 | 3.9023 | 0.044496 | 0.026697
2015-09-19 22:00 | 4.1 | 3.7208 | 0.036458 | 0.021875
2015-09-19 23:00 | 2.9 | 2.6318 | 0.0026453 | 0.0015872
2015-09-20 | 1.3 | 1.1798 | 0 | 0
2015-09-20 01:00 | 2.2 | 1.9965 | 0 | 0
2015-09-20 02:00 | 2.1 | 1.9058 | 0 | 0
2015-09-20 03:00 | 0.9 | 0.81677 | 0 | 0
2015-09-20 04:00 | 0.7 | 0.63526 | 0 | 0
2015-09-20 05:00 | 1.3 | 1.1798 | 0 | 0
2015-09-20 06:00 | 0.7 | 0.63526 | 0 | 0
2015-09-20 07:00 | 0.4 | 0.36301 | 0 | 0
2015-09-20 08:00 | 0.5 | 0.45376 | 0 | 0
2015-09-20 09:00 | 2.4 | 2.178 | 0 | 0
2015-09-20 10:00 | 3 | 2.7226 | 0.0046278 | 0.0027767
2015-09-20 11:00 | 4 | 3.6301 | 0.032721 | 0.019633
2015-09-20 12:00 | 3.5 | 3.1763 | 0.016681 | 0.010009
2015-09-20 13:00 | 3.6 | 3.2671 | 0.019552 | 0.011731
2015-09-20 14:00 | 3 | 2.7226 | 0.0046278 | 0.0027767
2015-09-20 15:00 | 3.3 | 2.9948 | 0.011414 | 0.0068481
2015-09-20 16:00 | 2.9 | 2.6318 | 0.0026453 | 0.0015872
2015-09-20 17:00 | 2.5 | 2.2688 | 0 | 0
2015-09-20 18:00 | 5.3 | 4.8099 | 0.097168 | 0.058301
2015-09-20 19:00 | 4.7 | 4.2653 | 0.062959 | 0.037775
2015-09-20 20:00 | 5.1 | 4.6283 | 0.084847 | 0.050908
2015-09-20 21:00 | 6.7 | 6.0804 | 0.21249 | 0.1275
2015-09-20 22:00 | 4.4 | 3.9931 | 0.048806 | 0.029284
2015-09-20 23:00 | 1.9 | 1.7243 | 0 | 0
2015-09-21 | 2.2 | 1.9965 | 0 | 0
2015-09-21 01:00 | 1.6 | 1.452 | 0 | 0
2015-09-21 02:00 | 2.7 | 2.4503 | 0 | 0
2015-09-21 03:00 | 2.8 | 2.5411 | 0.00079489 | 0.00047693
2015-09-21 04:00 | 2.95 | 2.6772 | 0.0036197 | 0.0021718
2015-09-21 05:00 | 3.1 | 2.8133 | 0.0067469 | 0.0040482
2015-09-21 06:00 | 2.9 | 2.6318 | 0.0026453 | 0.0015872
2015-09-21 07:00 | 3.3 | 2.9948 | 0.011414 | 0.0068481
2015-09-21 08:00 | 0.9 | 0.81677 | 0 | 0
2015-09-21 09:00 | 1.4 | 1.2705 | 0 | 0
2015-09-21 10:00 | 0.7 | 0.63526 | 0 | 0
2015-09-21 11:00 | 1.9 | 1.7243 | 0 | 0
2015-09-21 12:00 | 1.5 | 1.3613 | 0 | 0
2015-09-21 13:00 | 0.5 | 0.45376 | 0 | 0
2015-09-21 14:00 | 1.1 | 0.99827 | 0 | 0
2015-09-21 15:00 | 1.1 | 0.99827 | 0 | 0
2015-09-21 16:00 | 2.1 | 1.9058 | 0 | 0
2015-09-21 17:00 | 1.5 | 1.3613 | 0 | 0
2015-09-21 18:00 | 1.3 | 1.1798 | 0 | 0
2015-09-21 19:00 | 0.4 | 0.36301 | 0 | 0
2015-09-21 20:00 | 1.4 | 1.2705 | 0 | 0
2015-09-21 21:00 | 1.6 | 1.452 | 0 | 0
2015-09-21 22:00 | 1 | 0.90752 | 0 | 0
2015-09-21 23:00 | 0.5 | 0.45376 | 0 | 0
2015-09-22 | 0.6 | 0.54451 | 0 | 0
2015-09-22 01:00 | 0.9 | 0.81677 | 0 | 0
2015-09-22 02:00 | 1.7 | 1.5428 | 0 | 0
2015-09-22 03:00 | 0.7 | 0.63526 | 0 | 0
2015-09-22 04:00 | 0.9 | 0.81677 | 0 | 0
2015-09-22 05:00 | 5.4 | 4.9006 | 0.10369 | 0.062213
2015-09-22 06:00 | 2.8 | 2.5411 | 0.00079489 | 0.00047693
2015-09-22 07:00 | 4.9 | 4.4468 | 0.073457 | 0.044074
2015-09-22 08:00 | 3.6 | 3.2671 | 0.019552 | 0.011731
2015-09-22 09:00 | 4.7 | 4.2653 | 0.062959 | 0.037775
2015-09-22 10:00 | 1.7 | 1.5428 | 0 | 0
2015-09-22 11:00 | 2.7 | 2.4503 | 0 | 0
2015-09-22 12:00 | 3.4 | 3.0856 | 0.01397 | 0.008382
2015-09-22 13:00 | 4.6 | 4.1746 | 0.058033 | 0.03482
2015-09-22 14:00 | 2.5 | 2.2688 | 0 | 0
2015-09-22 15:00 | 1.6 | 1.452 | 0 | 0
2015-09-22 16:00 | 1.6 | 1.452 | 0 | 0
2015-09-22 17:00 | 1.2 | 1.089 | 0 | 0
2015-09-22 18:00 | 0.8 | 0.72602 | 0 | 0
2015-09-22 19:00 | 3.6 | 3.2671 | 0.019552 | 0.011731
2015-09-22 20:00 | 2.1 | 1.9058 | 0 | 0
2015-09-22 21:00 | 1.7 | 1.5428 | 0 | 0
2015-09-22 22:00 | 2.5 | 2.2688 | 0 | 0
2015-09-22 23:00 | 2.1 | 1.9058 | 0 | 0
2015-09-23 | 2.9 | 2.6318 | 0.0026453 | 0.0015872
2015-09-23 01:00 | 3.9 | 3.5393 | 0.029167 | 0.0175
2015-09-23 02:00 | 3.9 | 3.5393 | 0.029167 | 0.0175
2015-09-23 03:00 | 4.8 | 4.3561 | 0.068098 | 0.040859
2015-09-23 04:00 | 2.9 | 2.6318 | 0.0026453 | 0.0015872
2015-09-23 05:00 | 3.6 | 3.2671 | 0.019552 | 0.011731
2015-09-23 06:00 | 2 | 1.815 | 0 | 0
2015-09-23 07:00 | 1.9 | 1.7243 | 0 | 0
2015-09-23 08:00 | 3.2 | 2.9041 | 0.0090073 | 0.0054044
2015-09-23 09:00 | 1.9 | 1.7243 | 0 | 0
2015-09-23 10:00 | 3.1 | 2.8133 | 0.0067469 | 0.0040482
2015-09-23 11:00 | 2.7 | 2.4503 | 0 | 0
2015-09-23 12:00 | 1.4 | 1.2705 | 0 | 0
2015-09-23 13:00 | 1.4 | 1.2705 | 0 | 0
2015-09-23 14:00 | 1.1 | 0.99827 | 0 | 0
2015-09-23 15:00 | 1 | 0.90752 | 0 | 0
2015-09-23 16:00 | 1.4 | 1.2705 | 0 | 0
2015-09-23 17:00 | 1.3 | 1.1798 | 0 | 0
2015-09-23 18:00 | 2.3 | 2.0873 | 0 | 0
2015-09-23 19:00 | 2 | 1.815 | 0 | 0
2015-09-23 20:00 | 5.1 | 4.6283 | 0.084847 | 0.050908
2015-09-23 21:00 | 2.1 | 1.9058 | 0 | 0
2015-09-23 22:00 | 3.6 | 3.2671 | 0.019552 | 0.011731
2015-09-23 23:00 | 8.3 | 7.5324 | 0.41828 | 0.25097
2015-09-24 | 9.8 | 8.8937 | 0.69876 | 0.41926
2015-09-24 01:00 | 9.2 | 8.3492 | 0.57538 | 0.34523
2015-09-24 02:00 | 9.6 | 8.7122 | 0.6559 | 0.39354
2015-09-24 03:00 | 10.4 | 9.4382 | 0.83822 | 0.50293
2015-09-24 04:00 | 8.2 | 7.4417 | 0.40277 | 0.24166
2015-09-24 05:00 | 10.1 | 9.1659 | 0.76642 | 0.45985
2015-09-24 06:00 | 9.9 | 8.9844 | 0.72086 | 0.43252
2015-09-24 07:00 | 9.7 | 8.8029 | 0.67711 | 0.40627
2015-09-24 08:00 | 11.4 | 10.3457 | 1 | 0.6
2015-09-24 09:00 | 10.6 | 9.6197 | 0.88845 | 0.53307
2015-09-24 10:00 | 10.9 | 9.892 | 0.96743 | 0.58046
2015-09-24 11:00 | 8 | 7.2602 | 0.37288 | 0.22373
2015-09-24 12:00 | 8.8 | 7.9862 | 0.50156 | 0.30094
2015-09-24 13:00 | 8.6 | 7.8047 | 0.46708 | 0.28025
2015-09-24 14:00 | 7.5 | 6.8064 | 0.30445 | 0.18267
2015-09-24 15:00 | 7.8 | 7.0786 | 0.34445 | 0.20667
2015-09-24 16:00 | 6.7 | 6.0804 | 0.21249 | 0.1275
2015-09-24 17:00 | 6.2 | 5.6266 | 0.16509 | 0.099052
2015-09-24 18:00 | 6 | 5.4451 | 0.14813 | 0.08888
2015-09-24 19:00 | 5.2 | 4.7191 | 0.090889 | 0.054533
2015-09-24 20:00 | 5.7 | 5.1729 | 0.12474 | 0.074845
2015-09-24 21:00 | 5.7 | 5.1729 | 0.12474 | 0.074845
2015-09-24 22:00 | 4.5 | 4.0838 | 0.053317 | 0.03199
2015-09-24 23:00 | 4.7 | 4.2653 | 0.062959 | 0.037775
2015-09-25 | 2.3 | 2.0873 | 0 | 0
2015-09-25 01:00 | 2.5 | 2.2688 | 0 | 0
2015-09-25 02:00 | 2 | 1.815 | 0 | 0
2015-09-25 03:00 | 2.3 | 2.0873 | 0 | 0
2015-09-25 04:00 | 1.3 | 1.1798 | 0 | 0
2015-09-25 05:00 | 2 | 1.815 | 0 | 0
2015-09-25 06:00 | 1.2 | 1.089 | 0 | 0
2015-09-25 07:00 | 1.2 | 1.089 | 0 | 0
2015-09-25 08:00 | 0.4 | 0.36301 | 0 | 0
2015-09-25 09:00 | 1 | 0.90752 | 0 | 0
2015-09-25 10:00 | 1.7 | 1.5428 | 0 | 0
2015-09-25 11:00 | 1.2 | 1.089 | 0 | 0
2015-09-25 12:00 | 2.7 | 2.4503 | 0 | 0
2015-09-25 13:00 | 4.3 | 3.9023 | 0.044496 | 0.026697
2015-09-25 14:00 | 3 | 2.7226 | 0.0046278 | 0.0027767
2015-09-25 15:00 | 4.7 | 4.2653 | 0.062959 | 0.037775
2015-09-25 16:00 | 7.5 | 6.8064 | 0.30445 | 0.18267
2015-09-25 17:00 | 7.6 | 6.8971 | 0.31744 | 0.19046
2015-09-25 18:00 | 5.6 | 5.0821 | 0.11747 | 0.070482
2015-09-25 19:00 | 5 | 4.5376 | 0.079038 | 0.047423
2015-09-25 20:00 | 5.7 | 5.1729 | 0.12474 | 0.074845
2015-09-25 21:00 | 7.9 | 7.1694 | 0.35849 | 0.21509
2015-09-25 22:00 | 8.2 | 7.4417 | 0.40277 | 0.24166
2015-09-25 23:00 | 6.6 | 5.9896 | 0.20242 | 0.12145
2015-09-26 | 7.5 | 6.8064 | 0.30445 | 0.18267
2015-09-26 01:00 | 1.4 | 1.2705 | 0 | 0
2015-09-26 02:00 | 1.6 | 1.452 | 0 | 0
2015-09-26 03:00 | 2.4 | 2.178 | 0 | 0
2015-09-26 04:00 | 2.3 | 2.0873 | 0 | 0
2015-09-26 05:00 | 6.3 | 5.7174 | 0.17398 | 0.10439
2015-09-26 06:00 | 5.1 | 4.6283 | 0.084847 | 0.050908
2015-09-26 07:00 | 3.3 | 2.9948 | 0.011414 | 0.0068481
2015-09-26 08:00 | 6.1 | 5.5359 | 0.15647 | 0.093883
2015-09-26 09:00 | 4.5 | 4.0838 | 0.053317 | 0.03199
2015-09-26 10:00 | 1.4 | 1.2705 | 0 | 0
2015-09-26 11:00 | 6.7 | 6.0804 | 0.21249 | 0.1275
2015-09-26 12:00 | 4.8 | 4.3561 | 0.068098 | 0.040859
2015-09-26 13:00 | 7 | 6.3526 | 0.24456 | 0.14674
2015-09-26 14:00 | 6.5 | 5.8989 | 0.19265 | 0.11559
2015-09-26 15:00 | 6.5 | 5.8989 | 0.19265 | 0.11559
2015-09-26 16:00 | 5.5 | 4.9914 | 0.11045 | 0.066272
2015-09-26 17:00 | 5.3 | 4.8099 | 0.097168 | 0.058301
2015-09-26 18:00 | 6.4 | 5.8081 | 0.18317 | 0.1099
2015-09-26 19:00 | 5.4 | 4.9006 | 0.10369 | 0.062213
2015-09-26 20:00 | 1.7 | 1.5428 | 0 | 0
2015-09-26 21:00 | 1.5 | 1.3613 | 0 | 0
2015-09-26 22:00 | 0.4 | 0.36301 | 0 | 0
2015-09-26 23:00 | 1.5 | 1.3613 | 0 | 0
2015-09-27 | 1.7 | 1.5428 | 0 | 0
2015-09-27 01:00 | 1.9 | 1.7243 | 0 | 0
2015-09-27 02:00 | 0.3 | 0.27226 | 0 | 0
2015-09-27 03:00 | 0.8 | 0.72602 | 0 | 0
2015-09-27 04:00 | 0.9 | 0.81677 | 0 | 0
2015-09-27 05:00 | 1.7 | 1.5428 | 0 | 0
2015-09-27 06:00 | 2.8 | 2.5411 | 0.00079489 | 0.00047693
2015-09-27 07:00 | 0.5 | 0.45376 | 0 | 0
2015-09-27 08:00 | 2.6 | 2.3595 | 0 | 0
2015-09-27 09:00 | 2.5 | 2.2688 | 0 | 0
2015-09-27 10:00 | 0.8 | 0.72602 | 0 | 0
2015-09-27 11:00 | 1.3 | 1.1798 | 0 | 0
2015-09-27 12:00 | 0.7 | 0.63526 | 0 | 0
2015-09-27 13:00 | 0.5 | 0.45376 | 0 | 0
2015-09-27 14:00 | 1 | 0.90752 | 0 | 0
2015-09-27 15:00 | 0.7 | 0.63526 | 0 | 0
2015-09-27 16:00 | 3.6 | 3.2671 | 0.019552 | 0.011731
2015-09-27 17:00 | 2.4 | 2.178 | 0 | 0
2015-09-27 18:00 | 0.9 | 0.81677 | 0 | 0
2015-09-27 19:00 | 1.6 | 1.452 | 0 | 0
2015-09-27 20:00 | 0.4 | 0.36301 | 0 | 0
2015-09-27 21:00 | 1.5 | 1.3613 | 0 | 0
2015-09-27 22:00 | 1.6 | 1.452 | 0 | 0
2015-09-27 23:00 | 1.1 | 0.99827 | 0 | 0
2015-09-28 | 0.9 | 0.81677 | 0 | 0
2015-09-28 01:00 | 1.7 | 1.5428 | 0 | 0
2015-09-28 02:00 | 0.8 | 0.72602 | 0 | 0
2015-09-28 03:00 | 1.7 | 1.5428 | 0 | 0
2015-09-28 04:00 | 0.8 | 0.72602 | 0 | 0
2015-09-28 05:00 | 1 | 0.90752 | 0 | 0
2015-09-28 06:00 | 1.8 | 1.6335 | 0 | 0
2015-09-28 07:00 | 2.5 | 2.2688 | 0 | 0
2015-09-28 08:00 | 2.6 | 2.3595 | 0 | 0
2015-09-28 09:00 | 2.7 | 2.4503 | 0 | 0
2015-09-28 10:00 | 3.4 | 3.0856 | 0.01397 | 0.008382
2015-09-28 11:00 | 3.8 | 3.4486 | 0.025791 | 0.015474
2015-09-28 12:00 | 7.2 | 6.5341 | 0.26753 | 0.16052
2015-09-28 13:00 | 7.1 | 6.4434 | 0.25588 | 0.15353
2015-09-28 14:00 | 10.2 | 9.2567 | 0.78989 | 0.47393
2015-09-28 15:00 | 10.7 | 9.7105 | 0.91429 | 0.54857
2015-09-28 16:00 | 10.9 | 9.892 | 0.96743 | 0.58046
2015-09-28 17:00 | 6 | 5.4451 | 0.14813 | 0.08888
2015-09-28 18:00 | 3.8 | 3.4486 | 0.025791 | 0.015474
2015-09-28 19:00 | 1.5 | 1.3613 | 0 | 0
2015-09-28 20:00 | 2.5 | 2.2688 | 0 | 0
2015-09-28 21:00 | 2.4 | 2.178 | 0 | 0
2015-09-28 22:00 | 3.3 | 2.9948 | 0.011414 | 0.0068481
2015-09-28 23:00 | 1.3 | 1.1798 | 0 | 0
2015-09-29 | 1.2 | 1.089 | 0 | 0
2015-09-29 01:00 | 4.2 | 3.8116 | 0.040381 | 0.024229
2015-09-29 02:00 | 4.1 | 3.7208 | 0.036458 | 0.021875
2015-09-29 03:00 | 5.6 | 5.0821 | 0.11747 | 0.070482
2015-09-29 04:00 | 6.3 | 5.7174 | 0.17398 | 0.10439
2015-09-29 05:00 | 6.5 | 5.8989 | 0.19265 | 0.11559
2015-09-29 06:00 | 6.6 | 5.9896 | 0.20242 | 0.12145
2015-09-29 07:00 | 5.5 | 4.9914 | 0.11045 | 0.066272
2015-09-29 08:00 | 2.8 | 2.5411 | 0.00079489 | 0.00047693
2015-09-29 09:00 | 2.4 | 2.178 | 0 | 0
2015-09-29 10:00 | 2.4 | 2.178 | 0 | 0
2015-09-29 11:00 | 7.9 | 7.1694 | 0.35849 | 0.21509
2015-09-29 12:00 | 10.5 | 9.529 | 0.8631 | 0.51786
2015-09-29 13:00 | 11.5 | 10.4365 | 1 | 0.6
2015-09-29 14:00 | 11.9 | 10.7995 | 1 | 0.6
2015-09-29 15:00 | 9 | 8.1677 | 0.53765 | 0.32259
2015-09-29 16:00 | 10 | 9.0752 | 0.74342 | 0.44605
2015-09-29 17:00 | 9.9 | 8.9844 | 0.72086 | 0.43252
2015-09-29 18:00 | 5.2 | 4.7191 | 0.090889 | 0.054533
2015-09-29 19:00 | 4 | 3.6301 | 0.032721 | 0.019633
2015-09-29 20:00 | 2.9 | 2.6318 | 0.0026453 | 0.0015872
2015-09-29 21:00 | 3.2 | 2.9041 | 0.0090073 | 0.0054044
2015-09-29 22:00 | 5.5 | 4.9914 | 0.11045 | 0.066272
2015-09-29 23:00 | 4.6 | 4.1746 | 0.058033 | 0.03482
2015-09-30 | 5.5 | 4.9914 | 0.11045 | 0.066272
2015-09-30 01:00 | 9.2 | 8.3492 | 0.57538 | 0.34523
2015-09-30 02:00 | 7.8 | 7.0786 | 0.34445 | 0.20667
2015-09-30 03:00 | 10.9 | 9.892 | 0.96743 | 0.58046
2015-09-30 04:00 | 15.3 | 13.885 | 1 | 0.6
2015-09-30 05:00 | 16.8 | 15.2463 | 1 | 0.6
2015-09-30 06:00 | 15.2 | 13.7943 | 1 | 0.6
2015-09-30 07:00 | 14.7 | 13.3405 | 1 | 0.6
2015-09-30 08:00 | 12.4 | 11.2532 | 1 | 0.6
2015-09-30 09:00 | 12.4 | 11.2532 | 1 | 0.6
2015-09-30 10:00 | 11.1 | 10.0735 | 1 | 0.6
2015-09-30 11:00 | 10.7 | 9.7105 | 0.91429 | 0.54857
2015-09-30 12:00 | 9.9 | 8.9844 | 0.72086 | 0.43252
2015-09-30 13:00 | 11.6 | 10.5272 | 1 | 0.6
2015-09-30 14:00 | 10.7 | 9.7105 | 0.91429 | 0.54857
2015-09-30 15:00 | 10.5 | 9.529 | 0.8631 | 0.51786
2015-09-30 16:00 | 10.3 | 9.3474 | 0.81382 | 0.48829
2015-09-30 17:00 | 8.5 | 7.7139 | 0.45043 | 0.27026
2015-09-30 18:00 | 7.4 | 6.7156 | 0.29181 | 0.17509
2015-09-30 19:00 | 6.7 | 6.0804 | 0.21249 | 0.1275
2015-09-30 20:00 | 9 | 8.1677 | 0.53765 | 0.32259
2015-09-30 21:00 | 7.8 | 7.0786 | 0.34445 | 0.20667
2015-09-30 22:00 | 8.6 | 7.8047 | 0.46708 | 0.28025
2015-09-30 23:00 | 9.3 | 8.4399 | 0.59487 | 0.35692
2015-10-01 | 7.3 | 6.6249 | 0.2795 | 0.1677
2015-10-01 01:00 | 10.7 | 9.7105 | 0.91429 | 0.54857
2015-10-01 02:00 | 6.1 | 5.5359 | 0.15647 | 0.093883
2015-10-01 03:00 | 7.4 | 6.7156 | 0.29181 | 0.17509
2015-10-01 04:00 | 4.1 | 3.7208 | 0.036458 | 0.021875
2015-10-01 05:00 | 4.4 | 3.9931 | 0.048806 | 0.029284
2015-10-01 06:00 | 9.4 | 8.5307 | 0.61478 | 0.36887
2015-10-01 07:00 | 3.8 | 3.4486 | 0.025791 | 0.015474
2015-10-01 08:00 | 3 | 2.7226 | 0.0046278 | 0.0027767
2015-10-01 09:00 | 2.6 | 2.3595 | 0 | 0
2015-10-01 10:00 | 5.7 | 5.1729 | 0.12474 | 0.074845
2015-10-01 11:00 | 5.3 | 4.8099 | 0.097168 | 0.058301
2015-10-01 12:00 | 5 | 4.5376 | 0.079038 | 0.047423
2015-10-01 13:00 | 5.9 | 5.3544 | 0.14007 | 0.084041
2015-10-01 14:00 | 3.2 | 2.9041 | 0.0090073 | 0.0054044
2015-10-01 15:00 | 4 | 3.6301 | 0.032721 | 0.019633
2015-10-01 16:00 | 3.2 | 2.9041 | 0.0090073 | 0.0054044
2015-10-01 17:00 | 2.8 | 2.5411 | 0.00079489 | 0.00047693
2015-10-01 18:00 | 3.7 | 3.3578 | 0.022587 | 0.013552
2015-10-01 19:00 | 1.9 | 1.7243 | 0 | 0
2015-10-01 20:00 | 1.1 | 0.99827 | 0 | 0
2015-10-01 21:00 | 3.3 | 2.9948 | 0.011414 | 0.0068481
2015-10-01 22:00 | 3.3 | 2.9948 | 0.011414 | 0.0068481
2015-10-01 23:00 | 3.7 | 3.3578 | 0.022587 | 0.013552
2015-10-02 | 4.6 | 4.1746 | 0.058033 | 0.03482
2015-10-02 01:00 | 3.8 | 3.4486 | 0.025791 | 0.015474
2015-10-02 02:00 | 3.3 | 2.9948 | 0.011414 | 0.0068481
2015-10-02 03:00 | 4 | 3.6301 | 0.032721 | 0.019633
2015-10-02 04:00 | 4.6 | 4.1746 | 0.058033 | 0.03482
2015-10-02 05:00 | 3.5 | 3.1763 | 0.016681 | 0.010009
2015-10-02 06:00 | 4.7 | 4.2653 | 0.062959 | 0.037775
2015-10-02 07:00 | 4 | 3.6301 | 0.032721 | 0.019633
2015-10-02 08:00 | 4.8 | 4.3561 | 0.068098 | 0.040859
2015-10-02 09:00 | 4.6 | 4.1746 | 0.058033 | 0.03482
2015-10-02 10:00 | 4.6 | 4.1746 | 0.058033 | 0.03482
2015-10-02 11:00 | 4.9 | 4.4468 | 0.073457 | 0.044074
2015-10-02 12:00 | 4.7 | 4.2653 | 0.062959 | 0.037775
2015-10-02 13:00 | 3.3 | 2.9948 | 0.011414 | 0.0068481
2015-10-02 14:00 | 2.8 | 2.5411 | 0.00079489 | 0.00047693
2015-10-02 15:00 | 3 | 2.7226 | 0.0046278 | 0.0027767
2015-10-02 16:00 | 3.9 | 3.5393 | 0.029167 | 0.0175
2015-10-02 17:00 | 3 | 2.7226 | 0.0046278 | 0.0027767
2015-10-02 18:00 | 2.5 | 2.2688 | 0 | 0
2015-10-02 19:00 | 2.2 | 1.9965 | 0 | 0
2015-10-02 20:00 | 2 | 1.815 | 0 | 0
2015-10-02 21:00 | 3.6 | 3.2671 | 0.019552 | 0.011731
2015-10-02 22:00 | 2.4 | 2.178 | 0 | 0
2015-10-02 23:00 | 1.2 | 1.089 | 0 | 0
2015-10-03 | 2.7 | 2.4503 | 0 | 0
2015-10-03 01:00 | 2 | 1.815 | 0 | 0
2015-10-03 02:00 | 1.8 | 1.6335 | 0 | 0
2015-10-03 03:00 | 1.3 | 1.1798 | 0 | 0
2015-10-03 04:00 | 0.7 | 0.63526 | 0 | 0
2015-10-03 05:00 | 1.2 | 1.089 | 0 | 0
2015-10-03 06:00 | 1.6 | 1.452 | 0 | 0
2015-10-03 07:00 | 3.2 | 2.9041 | 0.0090073 | 0.0054044
2015-10-03 08:00 | 3 | 2.7226 | 0.0046278 | 0.0027767
2015-10-03 09:00 | 2.8 | 2.5411 | 0.00079489 | 0.00047693
2015-10-03 10:00 | 2.6 | 2.3595 | 0 | 0
2015-10-03 11:00 | 4.5 | 4.0838 | 0.053317 | 0.03199
2015-10-03 12:00 | 4.3 | 3.9023 | 0.044496 | 0.026697
2015-10-03 13:00 | 3.6 | 3.2671 | 0.019552 | 0.011731
2015-10-03 14:00 | 4 | 3.6301 | 0.032721 | 0.019633
2015-10-03 15:00 | 4.2 | 3.8116 | 0.040381 | 0.024229
2015-10-03 16:00 | 3.9 | 3.5393 | 0.029167 | 0.0175
2015-10-03 17:00 | 3.5 | 3.1763 | 0.016681 | 0.010009
2015-10-03 18:00 | 3.8 | 3.4486 | 0.025791 | 0.015474
2015-10-03 19:00 | 3.6 | 3.2671 | 0.019552 | 0.011731
2015-10-03 20:00 | 3.9 | 3.5393 | 0.029167 | 0.0175
2015-10-03 21:00 | 4.6 | 4.1746 | 0.058033 | 0.03482
2015-10-03 22:00 | 5 | 4.5376 | 0.079038 | 0.047423
2015-10-03 23:00 | 5 | 4.5376 | 0.079038 | 0.047423
2015-10-04 | 5.7 | 5.1729 | 0.12474 | 0.074845
2015-10-04 01:00 | 5 | 4.5376 | 0.079038 | 0.047423
2015-10-04 02:00 | 5.4 | 4.9006 | 0.10369 | 0.062213
2015-10-04 03:00 | 5 | 4.5376 | 0.079038 | 0.047423
2015-10-04 04:00 | 4.9 | 4.4468 | 0.073457 | 0.044074
2015-10-04 05:00 | 4.8 | 4.3561 | 0.068098 | 0.040859
2015-10-04 06:00 | 5 | 4.5376 | 0.079038 | 0.047423
2015-10-04 07:00 | 5.3 | 4.8099 | 0.097168 | 0.058301
2015-10-04 08:00 | 4.95 | 4.4922 | 0.076219 | 0.045731
2015-10-04 09:00 | 4.6 | 4.1746 | 0.058033 | 0.03482
2015-10-04 10:00 | 4.2 | 3.8116 | 0.040381 | 0.024229
2015-10-04 11:00 | 4.9 | 4.4468 | 0.073457 | 0.044074
2015-10-04 12:00 | 3.9 | 3.5393 | 0.029167 | 0.0175
2015-10-04 13:00 | 4.2 | 3.8116 | 0.040381 | 0.024229
2015-10-04 14:00 | 3.2 | 2.9041 | 0.0090073 | 0.0054044
2015-10-04 15:00 | 4.1 | 3.7208 | 0.036458 | 0.021875
2015-10-04 16:00 | 4.4 | 3.9931 | 0.048806 | 0.029284
2015-10-04 17:00 | 4.5 | 4.0838 | 0.053317 | 0.03199
2015-10-04 18:00 | 4 | 3.6301 | 0.032721 | 0.019633
2015-10-04 19:00 | 4.1 | 3.7208 | 0.036458 | 0.021875
2015-10-04 20:00 | 5.9 | 5.3544 | 0.14007 | 0.084041
2015-10-04 21:00 | 4.1 | 3.7208 | 0.036458 | 0.021875
2015-10-04 22:00 | 3.9 | 3.5393 | 0.029167 | 0.0175
2015-10-04 23:00 | 4.7 | 4.2653 | 0.062959 | 0.037775
2015-10-05 | 2.8 | 2.5411 | 0.00079489 | 0.00047693
2015-10-05 01:00 | 2.5 | 2.2688 | 0 | 0
2015-10-05 02:00 | 2.2 | 1.9965 | 0 | 0
2015-10-05 03:00 | 2 | 1.815 | 0 | 0
2015-10-05 04:00 | 4.7 | 4.2653 | 0.062959 | 0.037775
2015-10-05 05:00 | 3.8 | 3.4486 | 0.025791 | 0.015474
2015-10-05 06:00 | 4.6 | 4.1746 | 0.058033 | 0.03482
2015-10-05 07:00 | 3.7 | 3.3578 | 0.022587 | 0.013552
2015-10-05 08:00 | 2.8 | 2.5411 | 0.00079489 | 0.00047693
2015-10-05 09:00 | 2.6 | 2.3595 | 0 | 0
2015-10-05 10:00 | 3.5 | 3.1763 | 0.016681 | 0.010009
2015-10-05 11:00 | 3.2 | 2.9041 | 0.0090073 | 0.0054044
2015-10-05 12:00 | 4.9 | 4.4468 | 0.073457 | 0.044074
2015-10-05 13:00 | 3.6 | 3.2671 | 0.019552 | 0.011731
2015-10-05 14:00 | 4.8 | 4.3561 | 0.068098 | 0.040859
2015-10-05 15:00 | 5.9 | 5.3544 | 0.14007 | 0.084041
2015-10-05 16:00 | 6.5 | 5.8989 | 0.19265 | 0.11559
2015-10-05 17:00 | 6.1 | 5.5359 | 0.15647 | 0.093883
2015-10-05 18:00 | 6.6 | 5.9896 | 0.20242 | 0.12145
2015-10-05 19:00 | 6.2 | 5.6266 | 0.16509 | 0.099052
2015-10-05 20:00 | 4.9 | 4.4468 | 0.073457 | 0.044074
2015-10-05 21:00 | 4.4 | 3.9931 | 0.048806 | 0.029284
2015-10-05 22:00 | 2.9 | 2.6318 | 0.0026453 | 0.0015872
2015-10-05 23:00 | 3.9 | 3.5393 | 0.029167 | 0.0175
2015-10-06 | 3.9 | 3.5393 | 0.029167 | 0.0175
2015-10-06 01:00 | 4.5 | 4.0838 | 0.053317 | 0.03199
2015-10-06 02:00 | 4.2 | 3.8116 | 0.040381 | 0.024229
2015-10-06 03:00 | 3.6 | 3.2671 | 0.019552 | 0.011731
2015-10-06 04:00 | 5.4 | 4.9006 | 0.10369 | 0.062213
2015-10-06 05:00 | 4.4 | 3.9931 | 0.048806 | 0.029284
2015-10-06 06:00 | 3.3 | 2.9948 | 0.011414 | 0.0068481
2015-10-06 07:00 | 4.1 | 3.7208 | 0.036458 | 0.021875
2015-10-06 08:00 | 4.5 | 4.0838 | 0.053317 | 0.03199
2015-10-06 09:00 | 3.6 | 3.2671 | 0.019552 | 0.011731
2015-10-06 10:00 | 4.8 | 4.3561 | 0.068098 | 0.040859
2015-10-06 11:00 | 3.7 | 3.3578 | 0.022587 | 0.013552
2015-10-06 12:00 | 3.4 | 3.0856 | 0.01397 | 0.008382
2015-10-06 13:00 | 2.3 | 2.0873 | 0 | 0
2015-10-06 14:00 | 2.5 | 2.2688 | 0 | 0
2015-10-06 15:00 | 2.6 | 2.3595 | 0 | 0
2015-10-06 16:00 | 2.9 | 2.6318 | 0.0026453 | 0.0015872
2015-10-06 17:00 | 2.5 | 2.2688 | 0 | 0
2015-10-06 18:00 | 3.3 | 2.9948 | 0.011414 | 0.0068481
2015-10-06 19:00 | 4.6 | 4.1746 | 0.058033 | 0.03482
2015-10-06 20:00 | 5.1 | 4.6283 | 0.084847 | 0.050908
2015-10-06 21:00 | 4.2 | 3.8116 | 0.040381 | 0.024229
2015-10-06 22:00 | 3.9 | 3.5393 | 0.029167 | 0.0175
2015-10-06 23:00 | 3.9 | 3.5393 | 0.029167 | 0.0175
2015-10-07 | 3.8 | 3.4486 | 0.025791 | 0.015474
2015-10-07 01:00 | 2.5 | 2.2688 | 0 | 0
2015-10-07 02:00 | 1.3 | 1.1798 | 0 | 0
2015-10-07 03:00 | 1.1 | 0.99827 | 0 | 0
2015-10-07 04:00 | 0.7 | 0.63526 | 0 | 0
2015-10-07 05:00 | 0.7 | 0.63526 | 0 | 0
2015-10-07 06:00 | 0.6 | 0.54451 | 0 | 0
2015-10-07 07:00 | 0.4 | 0.36301 | 0 | 0
2015-10-07 08:00 | 1.1 | 0.99827 | 0 | 0
2015-10-07 09:00 | 1.4 | 1.2705 | 0 | 0
2015-10-07 10:00 | 0.8 | 0.72602 | 0 | 0
2015-10-07 11:00 | 0.8 | 0.72602 | 0 | 0
2015-10-07 12:00 | 1.2 | 1.089 | 0 | 0
2015-10-07 13:00 | 0.9 | 0.81677 | 0 | 0
2015-10-07 14:00 | 0.7 | 0.63526 | 0 | 0
2015-10-07 15:00 | 0.9 | 0.81677 | 0 | 0
2015-10-07 16:00 | 1 | 0.90752 | 0 | 0
2015-10-07 17:00 | 0.8 | 0.72602 | 0 | 0
2015-10-07 18:00 | 0.8 | 0.72602 | 0 | 0
2015-10-07 19:00 | 1.4 | 1.2705 | 0 | 0
2015-10-07 20:00 | 0.9 | 0.81677 | 0 | 0
2015-10-07 21:00 | 2.5 | 2.2688 | 0 | 0
2015-10-07 22:00 | 0.9 | 0.81677 | 0 | 0
2015-10-07 23:00 | 0.7 | 0.63526 | 0 | 0
2015-10-08 | 0.9 | 0.81677 | 0 | 0
2015-10-08 01:00 | 3.5 | 3.1763 | 0.016681 | 0.010009
2015-10-08 02:00 | 0.6 | 0.54451 | 0 | 0
2015-10-08 03:00 | 0.7 | 0.63526 | 0 | 0
2015-10-08 04:00 | 1.1 | 0.99827 | 0 | 0
2015-10-08 05:00 | 0.6 | 0.54451 | 0 | 0
2015-10-08 06:00 | 1 | 0.90752 | 0 | 0
2015-10-08 07:00 | 0.5 | 0.45376 | 0 | 0
2015-10-08 08:00 | 1.6 | 1.452 | 0 | 0
2015-10-08 09:00 | 0.4 | 0.36301 | 0 | 0
2015-10-08 10:00 | 1 | 0.90752 | 0 | 0
2015-10-08 11:00 | 1.1 | 0.99827 | 0 | 0
2015-10-08 12:00 | 0.8 | 0.72602 | 0 | 0
2015-10-08 13:00 | 3.5 | 3.1763 | 0.016681 | 0.010009
2015-10-08 14:00 | 1 | 0.90752 | 0 | 0
2015-10-08 15:00 | 1.5 | 1.3613 | 0 | 0
2015-10-08 16:00 | 2.1 | 1.9058 | 0 | 0
2015-10-08 17:00 | 3.6 | 3.2671 | 0.019552 | 0.011731
2015-10-08 18:00 | 3.6 | 3.2671 | 0.019552 | 0.011731
2015-10-08 19:00 | 3.9 | 3.5393 | 0.029167 | 0.0175
2015-10-08 20:00 | 3.5 | 3.1763 | 0.016681 | 0.010009
2015-10-08 21:00 | 3.7 | 3.3578 | 0.022587 | 0.013552
2015-10-08 22:00 | 1.9 | 1.7243 | 0 | 0
2015-10-08 23:00 | 1.6 | 1.452 | 0 | 0
2015-10-09 | 2 | 1.815 | 0 | 0
2015-10-09 01:00 | 1.5 | 1.3613 | 0 | 0
2015-10-09 02:00 | 2.2 | 1.9965 | 0 | 0
2015-10-09 03:00 | 1.2 | 1.089 | 0 | 0
2015-10-09 04:00 | 1.6 | 1.452 | 0 | 0
2015-10-09 05:00 | 2.3 | 2.0873 | 0 | 0
2015-10-09 06:00 | 3.8 | 3.4486 | 0.025791 | 0.015474
2015-10-09 07:00 | 3.5 | 3.1763 | 0.016681 | 0.010009
2015-10-09 08:00 | 3 | 2.7226 | 0.0046278 | 0.0027767
2015-10-09 09:00 | 3.2 | 2.9041 | 0.0090073 | 0.0054044
2015-10-09 10:00 | 3.3 | 2.9948 | 0.011414 | 0.0068481
2015-10-09 11:00 | 2.3 | 2.0873 | 0 | 0
2015-10-09 12:00 | 2.8 | 2.5411 | 0.00079489 | 0.00047693
2015-10-09 13:00 | 3.6 | 3.2671 | 0.019552 | 0.011731
2015-10-09 14:00 | 3.1 | 2.8133 | 0.0067469 | 0.0040482
2015-10-09 15:00 | 2.9 | 2.6318 | 0.0026453 | 0.0015872
2015-10-09 16:00 | 3.3 | 2.9948 | 0.011414 | 0.0068481
2015-10-09 17:00 | 3.4 | 3.0856 | 0.01397 | 0.008382
2015-10-09 18:00 | 2.4 | 2.178 | 0 | 0
2015-10-09 19:00 | 1 | 0.90752 | 0 | 0
2015-10-09 20:00 | 1.6 | 1.452 | 0 | 0
2015-10-09 21:00 | 1 | 0.90752 | 0 | 0
2015-10-09 22:00 | 1.1 | 0.99827 | 0 | 0
2015-10-09 23:00 | 0.9 | 0.81677 | 0 | 0
2015-10-10 | 1.3 | 1.1798 | 0 | 0
2015-10-10 01:00 | 0.8 | 0.72602 | 0 | 0
2015-10-10 02:00 | 0.6 | 0.54451 | 0 | 0
2015-10-10 03:00 | 1.7 | 1.5428 | 0 | 0
2015-10-10 04:00 | 1.4 | 1.2705 | 0 | 0
2015-10-10 05:00 | 2 | 1.815 | 0 | 0
2015-10-10 06:00 | 1.4 | 1.2705 | 0 | 0
2015-10-10 07:00 | 1.2 | 1.089 | 0 | 0
2015-10-10 08:00 | 1.5 | 1.3613 | 0 | 0
2015-10-10 09:00 | 1.9 | 1.7243 | 0 | 0
2015-10-10 10:00 | 1.8 | 1.6335 | 0 | 0
2015-10-10 11:00 | 1.5 | 1.3613 | 0 | 0
2015-10-10 12:00 | 1.4 | 1.2705 | 0 | 0
2015-10-10 13:00 | 1.9 | 1.7243 | 0 | 0
2015-10-10 14:00 | 2.7 | 2.4503 | 0 | 0
2015-10-10 15:00 | 1.5 | 1.3613 | 0 | 0
2015-10-10 16:00 | 2.4 | 2.178 | 0 | 0
2015-10-10 17:00 | 2.3 | 2.0873 | 0 | 0
2015-10-10 18:00 | 2.5 | 2.2688 | 0 | 0
2015-10-10 19:00 | 4.3 | 3.9023 | 0.044496 | 0.026697
2015-10-10 20:00 | 4.4 | 3.9931 | 0.048806 | 0.029284
2015-10-10 21:00 | 4.9 | 4.4468 | 0.073457 | 0.044074
2015-10-10 22:00 | 5.7 | 5.1729 | 0.12474 | 0.074845
2015-10-10 23:00 | 2.7 | 2.4503 | 0 | 0
2015-10-11 | 2 | 1.815 | 0 | 0
2015-10-11 01:00 | 2 | 1.815 | 0 | 0
2015-10-11 02:00 | 3 | 2.7226 | 0.0046278 | 0.0027767
2015-10-11 03:00 | 1.1 | 0.99827 | 0 | 0
2015-10-11 04:00 | 3.2 | 2.9041 | 0.0090073 | 0.0054044
2015-10-11 05:00 | 2.9 | 2.6318 | 0.0026453 | 0.0015872
2015-10-11 06:00 | 3.7 | 3.3578 | 0.022587 | 0.013552
2015-10-11 07:00 | 4.1 | 3.7208 | 0.036458 | 0.021875
2015-10-11 08:00 | 3.5 | 3.1763 | 0.016681 | 0.010009
2015-10-11 09:00 | 4.8 | 4.3561 | 0.068098 | 0.040859
2015-10-11 10:00 | 4.6 | 4.1746 | 0.058033 | 0.03482
2015-10-11 11:00 | 3 | 2.7226 | 0.0046278 | 0.0027767
2015-10-11 12:00 | 5.6 | 5.0821 | 0.11747 | 0.070482
2015-10-11 13:00 | 4.9 | 4.4468 | 0.073457 | 0.044074
2015-10-11 14:00 | 4 | 3.6301 | 0.032721 | 0.019633
2015-10-11 15:00 | 2.4 | 2.178 | 0 | 0
2015-10-11 16:00 | 6.1 | 5.5359 | 0.15647 | 0.093883
2015-10-11 17:00 | 5.1 | 4.6283 | 0.084847 | 0.050908
2015-10-11 18:00 | 4.8 | 4.3561 | 0.068098 | 0.040859
2015-10-11 19:00 | 3.2 | 2.9041 | 0.0090073 | 0.0054044
2015-10-11 20:00 | 5.9 | 5.3544 | 0.14007 | 0.084041
2015-10-11 21:00 | 3.1 | 2.8133 | 0.0067469 | 0.0040482
2015-10-11 22:00 | 3.8 | 3.4486 | 0.025791 | 0.015474
2015-10-11 23:00 | 1.5 | 1.3613 | 0 | 0
2015-10-12 | 2.9 | 2.6318 | 0.0026453 | 0.0015872
2015-10-12 01:00 | 3 | 2.7226 | 0.0046278 | 0.0027767
2015-10-12 02:00 | 3.9 | 3.5393 | 0.029167 | 0.0175
2015-10-12 03:00 | 4.3 | 3.9023 | 0.044496 | 0.026697
2015-10-12 04:00 | 2.8 | 2.5411 | 0.00079489 | 0.00047693
2015-10-12 05:00 | 1.9 | 1.7243 | 0 | 0
2015-10-12 06:00 | 0.8 | 0.72602 | 0 | 0
2015-10-12 07:00 | 0.8 | 0.72602 | 0 | 0
2015-10-12 08:00 | 2.5 | 2.2688 | 0 | 0
2015-10-12 09:00 | 3.4 | 3.0856 | 0.01397 | 0.008382
2015-10-12 10:00 | 2.5 | 2.2688 | 0 | 0
2015-10-12 11:00 | 0.8 | 0.72602 | 0 | 0
2015-10-12 12:00 | 1 | 0.90752 | 0 | 0
2015-10-12 13:00 | 0.6 | 0.54451 | 0 | 0
2015-10-12 14:00 | 1.3 | 1.1798 | 0 | 0
2015-10-12 15:00 | 0.6 | 0.54451 | 0 | 0
2015-10-12 16:00 | 0.5 | 0.45376 | 0 | 0
2015-10-12 17:00 | 1.3 | 1.1798 | 0 | 0
2015-10-12 18:00 | 1 | 0.90752 | 0 | 0
2015-10-12 19:00 | 0.6 | 0.54451 | 0 | 0
2015-10-12 20:00 | 1 | 0.90752 | 0 | 0
2015-10-12 21:00 | 1.6 | 1.452 | 0 | 0
2015-10-12 22:00 | 8.1 | 7.3509 | 0.38764 | 0.23259
2015-10-12 23:00 | 7.5 | 6.8064 | 0.30445 | 0.18267
2015-10-13 | 4.8 | 4.3561 | 0.068098 | 0.040859
2015-10-13 01:00 | 4.3 | 3.9023 | 0.044496 | 0.026697
2015-10-13 02:00 | 6 | 5.4451 | 0.14813 | 0.08888
2015-10-13 03:00 | 5.2 | 4.7191 | 0.090889 | 0.054533
2015-10-13 04:00 | 3.2 | 2.9041 | 0.0090073 | 0.0054044
2015-10-13 05:00 | 2.7 | 2.4503 | 0 | 0
2015-10-13 06:00 | 2.3 | 2.0873 | 0 | 0
2015-10-13 07:00 | 1.9 | 1.7243 | 0 | 0
2015-10-13 08:00 | 0.5 | 0.45376 | 0 | 0
2015-10-13 09:00 | 1.3 | 1.1798 | 0 | 0
2015-10-13 10:00 | 1 | 0.90752 | 0 | 0
2015-10-13 11:00 | 0.5 | 0.45376 | 0 | 0
2015-10-13 12:00 | 0.9 | 0.81677 | 0 | 0
2015-10-13 13:00 | 1 | 0.90752 | 0 | 0
2015-10-13 14:00 | 1.3 | 1.1798 | 0 | 0
2015-10-13 15:00 | 0.8 | 0.72602 | 0 | 0
2015-10-13 16:00 | 1.8 | 1.6335 | 0 | 0
2015-10-13 17:00 | 1.6 | 1.452 | 0 | 0
2015-10-13 18:00 | 2 | 1.815 | 0 | 0
2015-10-13 19:00 | 1.4 | 1.2705 | 0 | 0
2015-10-13 20:00 | 1.1 | 0.99827 | 0 | 0
2015-10-13 21:00 | 1.8 | 1.6335 | 0 | 0
2015-10-13 22:00 | 3.5 | 3.1763 | 0.016681 | 0.010009
2015-10-13 23:00 | 3.4 | 3.0856 | 0.01397 | 0.008382
2015-10-14 | 4.7 | 4.2653 | 0.062959 | 0.037775
2015-10-14 01:00 | 4.4 | 3.9931 | 0.048806 | 0.029284
2015-10-14 02:00 | 4.7 | 4.2653 | 0.062959 | 0.037775
2015-10-14 03:00 | 5 | 4.5376 | 0.079038 | 0.047423
2015-10-14 04:00 | 5.7 | 5.1729 | 0.12474 | 0.074845
2015-10-14 05:00 | 5.4 | 4.9006 | 0.10369 | 0.062213
2015-10-14 06:00 | 7.9 | 7.1694 | 0.35849 | 0.21509
2015-10-14 07:00 | 9 | 8.1677 | 0.53765 | 0.32259
2015-10-14 08:00 | 8.9 | 8.0769 | 0.5194 | 0.31164
2015-10-14 09:00 | 8.7 | 7.8954 | 0.48412 | 0.29047
2015-10-14 10:00 | 10.3 | 9.3474 | 0.81382 | 0.48829
2015-10-14 11:00 | 11.5 | 10.4365 | 1 | 0.6
2015-10-14 12:00 | 13.3 | 12.07 | 1 | 0.6
2015-10-14 13:00 | 12.8 | 11.6162 | 1 | 0.6
2015-10-14 14:00 | 13.1 | 11.8885 | 1 | 0.6
2015-10-14 15:00 | 12.7 | 11.5255 | 1 | 0.6
2015-10-14 16:00 | 11.9 | 10.7995 | 1 | 0.6
2015-10-14 17:00 | 11.9 | 10.7995 | 1 | 0.6
2015-10-14 18:00 | 9.9 | 8.9844 | 0.72086 | 0.43252
2015-10-14 19:00 | 7.5 | 6.8064 | 0.30445 | 0.18267
2015-10-14 20:00 | 3.8 | 3.4486 | 0.025791 | 0.015474
2015-10-14 21:00 | 4.6 | 4.1746 | 0.058033 | 0.03482
2015-10-14 22:00 | 3.6 | 3.2671 | 0.019552 | 0.011731
2015-10-14 23:00 | 1 | 0.90752 | 0 | 0
2015-10-15 | 1.2 | 1.089 | 0 | 0
2015-10-15 01:00 | 2.4 | 2.178 | 0 | 0
2015-10-15 02:00 | 2.9 | 2.6318 | 0.0026453 | 0.0015872
2015-10-15 03:00 | 4.3 | 3.9023 | 0.044496 | 0.026697
2015-10-15 04:00 | 4.1 | 3.7208 | 0.036458 | 0.021875
2015-10-15 05:00 | 3.6 | 3.2671 | 0.019552 | 0.011731
2015-10-15 06:00 | 3.8 | 3.4486 | 0.025791 | 0.015474
2015-10-15 07:00 | 6.1 | 5.5359 | 0.15647 | 0.093883
2015-10-15 08:00 | 6.9 | 6.2619 | 0.23356 | 0.14014
2015-10-15 09:00 | 4.9 | 4.4468 | 0.073457 | 0.044074
2015-10-15 10:00 | 3.6 | 3.2671 | 0.019552 | 0.011731
2015-10-15 11:00 | 1 | 0.90752 | 0 | 0
2015-10-15 12:00 | 0.7 | 0.63526 | 0 | 0
2015-10-15 13:00 | 0.9 | 0.81677 | 0 | 0
2015-10-15 14:00 | 1.5 | 1.3613 | 0 | 0
2015-10-15 15:00 | 6.6 | 5.9896 | 0.20242 | 0.12145
2015-10-15 16:00 | 4 | 3.6301 | 0.032721 | 0.019633
2015-10-15 17:00 | 3.8 | 3.4486 | 0.025791 | 0.015474
2015-10-15 18:00 | 5.1 | 4.6283 | 0.084847 | 0.050908
2015-10-15 19:00 | 4 | 3.6301 | 0.032721 | 0.019633
2015-10-15 20:00 | 4.8 | 4.3561 | 0.068098 | 0.040859
2015-10-15 21:00 | 6.1 | 5.5359 | 0.15647 | 0.093883
2015-10-15 22:00 | 5.5 | 4.9914 | 0.11045 | 0.066272
2015-10-15 23:00 | 5.8 | 5.2636 | 0.13227 | 0.079364
2015-10-16 | 7.5 | 6.8064 | 0.30445 | 0.18267
2015-10-16 01:00 | 10.3 | 9.3474 | 0.81382 | 0.48829
2015-10-16 02:00 | 9.2 | 8.3492 | 0.57538 | 0.34523
2015-10-16 03:00 | 11.3 | 10.255 | 1 | 0.6
2015-10-16 04:00 | 8.5 | 7.7139 | 0.45043 | 0.27026
2015-10-16 05:00 | 6 | 5.4451 | 0.14813 | 0.08888
2015-10-16 06:00 | 8.2 | 7.4417 | 0.40277 | 0.24166
2015-10-16 07:00 | 10.7 | 9.7105 | 0.91429 | 0.54857
2015-10-16 08:00 | 11.5 | 10.4365 | 1 | 0.6
2015-10-16 09:00 | 10.3 | 9.3474 | 0.81382 | 0.48829
2015-10-16 10:00 | 9.3 | 8.4399 | 0.59487 | 0.35692
2015-10-16 11:00 | 9.3 | 8.4399 | 0.59487 | 0.35692
2015-10-16 12:00 | 10.7 | 9.7105 | 0.91429 | 0.54857
2015-10-16 13:00 | 7.8 | 7.0786 | 0.34445 | 0.20667
2015-10-16 14:00 | 10.6 | 9.6197 | 0.88845 | 0.53307
2015-10-16 15:00 | 8.3 | 7.5324 | 0.41828 | 0.25097
2015-10-16 16:00 | 10.2 | 9.2567 | 0.78989 | 0.47393
2015-10-16 17:00 | 9.8 | 8.8937 | 0.69876 | 0.41926
2015-10-16 18:00 | 10.8 | 9.8012 | 0.94061 | 0.56437
2015-10-16 19:00 | 10 | 9.0752 | 0.74342 | 0.44605
2015-10-16 20:00 | 9 | 8.1677 | 0.53765 | 0.32259
2015-10-16 21:00 | 7.7 | 6.9879 | 0.33077 | 0.19846
2015-10-16 22:00 | 9.9 | 8.9844 | 0.72086 | 0.43252
2015-10-16 23:00 | 9.3 | 8.4399 | 0.59487 | 0.35692
2015-10-17 | 8.2 | 7.4417 | 0.40277 | 0.24166
2015-10-17 01:00 | 4.8 | 4.3561 | 0.068098 | 0.040859
2015-10-17 02:00 | 6.2 | 5.6266 | 0.16509 | 0.099052
2015-10-17 03:00 | 3.7 | 3.3578 | 0.022587 | 0.013552
2015-10-17 04:00 | 1.6 | 1.452 | 0 | 0
2015-10-17 05:00 | 2.1 | 1.9058 | 0 | 0
2015-10-17 06:00 | 2.3 | 2.0873 | 0 | 0
2015-10-17 07:00 | 1.6 | 1.452 | 0 | 0
2015-10-17 08:00 | 1.7 | 1.5428 | 0 | 0
2015-10-17 09:00 | 1.3 | 1.1798 | 0 | 0
2015-10-17 10:00 | 5.2 | 4.7191 | 0.090889 | 0.054533
2015-10-17 11:00 | 4 | 3.6301 | 0.032721 | 0.019633
2015-10-17 12:00 | 1.8 | 1.6335 | 0 | 0
2015-10-17 13:00 | 0.9 | 0.81677 | 0 | 0
2015-10-17 14:00 | 1.2 | 1.089 | 0 | 0
2015-10-17 15:00 | 1.2 | 1.089 | 0 | 0
2015-10-17 16:00 | 1.8 | 1.6335 | 0 | 0
2015-10-17 17:00 | 0.5 | 0.45376 | 0 | 0
2015-10-17 18:00 | 0.8 | 0.72602 | 0 | 0
2015-10-17 19:00 | 1.3 | 1.1798 | 0 | 0
2015-10-17 20:00 | 0.9 | 0.81677 | 0 | 0
2015-10-17 21:00 | 1.2 | 1.089 | 0 | 0
2015-10-17 22:00 | 0.9 | 0.81677 | 0 | 0
2015-10-17 23:00 | 0.6 | 0.54451 | 0 | 0
2015-10-18 | 0.7 | 0.63526 | 0 | 0
2015-10-18 01:00 | 1 | 0.90752 | 0 | 0
2015-10-18 02:00 | 1 | 0.90752 | 0 | 0
2015-10-18 03:00 | 1.6 | 1.452 | 0 | 0
2015-10-18 04:00 | 1.7 | 1.5428 | 0 | 0
2015-10-18 05:00 | 0.7 | 0.63526 | 0 | 0
2015-10-18 06:00 | 1.1 | 0.99827 | 0 | 0
2015-10-18 07:00 | 1.2 | 1.089 | 0 | 0
2015-10-18 08:00 | 0.8 | 0.72602 | 0 | 0
2015-10-18 09:00 | 1.1 | 0.99827 | 0 | 0
2015-10-18 10:00 | 1.4 | 1.2705 | 0 | 0
2015-10-18 11:00 | 2.9 | 2.6318 | 0.0026453 | 0.0015872
2015-10-18 12:00 | 2.6 | 2.3595 | 0 | 0
2015-10-18 13:00 | 3.4 | 3.0856 | 0.01397 | 0.008382
2015-10-18 14:00 | 3.6 | 3.2671 | 0.019552 | 0.011731
2015-10-18 15:00 | 2.6 | 2.3595 | 0 | 0
2015-10-18 16:00 | 1.8 | 1.6335 | 0 | 0
2015-10-18 17:00 | 0.6 | 0.54451 | 0 | 0
2015-10-18 18:00 | 1.7 | 1.5428 | 0 | 0
2015-10-18 19:00 | 2.4 | 2.178 | 0 | 0
2015-10-18 20:00 | 1.3 | 1.1798 | 0 | 0
2015-10-18 21:00 | 1.5 | 1.3613 | 0 | 0
2015-10-18 22:00 | 4 | 3.6301 | 0.032721 | 0.019633
2015-10-18 23:00 | 3.7 | 3.3578 | 0.022587 | 0.013552
2015-10-19 | 7.2 | 6.5341 | 0.26753 | 0.16052
2015-10-19 01:00 | 8.4 | 7.6232 | 0.43416 | 0.2605
2015-10-19 02:00 | 8.7 | 7.8954 | 0.48412 | 0.29047
2015-10-19 03:00 | 6.1 | 5.5359 | 0.15647 | 0.093883
2015-10-19 04:00 | 4.1 | 3.7208 | 0.036458 | 0.021875
2015-10-19 05:00 | 3.8 | 3.4486 | 0.025791 | 0.015474
2015-10-19 06:00 | 3.3 | 2.9948 | 0.011414 | 0.0068481
2015-10-19 07:00 | 7.4 | 6.7156 | 0.29181 | 0.17509
2015-10-19 08:00 | 5.9 | 5.3544 | 0.14007 | 0.084041
2015-10-19 09:00 | 9.3 | 8.4399 | 0.59487 | 0.35692
2015-10-19 10:00 | 9.2 | 8.3492 | 0.57538 | 0.34523
2015-10-19 11:00 | 8.9 | 8.0769 | 0.5194 | 0.31164
2015-10-19 12:00 | 11.2 | 10.1642 | 1 | 0.6
2015-10-19 13:00 | 10.1 | 9.1659 | 0.76642 | 0.45985
2015-10-19 14:00 | 8.6 | 7.8047 | 0.46708 | 0.28025
2015-10-19 15:00 | 9.4 | 8.5307 | 0.61478 | 0.36887
2015-10-19 16:00 | 7.7 | 6.9879 | 0.33077 | 0.19846
2015-10-19 17:00 | 7 | 6.3526 | 0.24456 | 0.14674
2015-10-19 18:00 | 7.6 | 6.8971 | 0.31744 | 0.19046
2015-10-19 19:00 | 8.3 | 7.5324 | 0.41828 | 0.25097
2015-10-19 20:00 | 5.8 | 5.2636 | 0.13227 | 0.079364
2015-10-19 21:00 | 5.5 | 4.9914 | 0.11045 | 0.066272
2015-10-19 22:00 | 6.4 | 5.8081 | 0.18317 | 0.1099
2015-10-19 23:00 | 7 | 6.3526 | 0.24456 | 0.14674
2015-10-20 | 5.6 | 5.0821 | 0.11747 | 0.070482
2015-10-20 01:00 | 7.2 | 6.5341 | 0.26753 | 0.16052
2015-10-20 02:00 | 8.2 | 7.4417 | 0.40277 | 0.24166
2015-10-20 03:00 | 6.5 | 5.8989 | 0.19265 | 0.11559
2015-10-20 04:00 | 7.1 | 6.4434 | 0.25588 | 0.15353
2015-10-20 05:00 | 7.5 | 6.8064 | 0.30445 | 0.18267
2015-10-20 06:00 | 4.7 | 4.2653 | 0.062959 | 0.037775
2015-10-20 07:00 | 5.2 | 4.7191 | 0.090889 | 0.054533
2015-10-20 08:00 | 4.6 | 4.1746 | 0.058033 | 0.03482
2015-10-20 09:00 | 1.4 | 1.2705 | 0 | 0
2015-10-20 10:00 | 2.3 | 2.0873 | 0 | 0
2015-10-20 11:00 | 1.3 | 1.1798 | 0 | 0
2015-10-20 12:00 | 8.5 | 7.7139 | 0.45043 | 0.27026
2015-10-20 13:00 | 9.1 | 8.2584 | 0.5563 | 0.33378
2015-10-20 14:00 | 9.2 | 8.3492 | 0.57538 | 0.34523
2015-10-20 15:00 | 8.6 | 7.8047 | 0.46708 | 0.28025
2015-10-20 16:00 | 7.7 | 6.9879 | 0.33077 | 0.19846
2015-10-20 17:00 | 8.5 | 7.7139 | 0.45043 | 0.27026
2015-10-20 18:00 | 7.8 | 7.0786 | 0.34445 | 0.20667
2015-10-20 19:00 | 8 | 7.2602 | 0.37288 | 0.22373
2015-10-20 20:00 | 7.1 | 6.4434 | 0.25588 | 0.15353
2015-10-20 21:00 | 11.1 | 10.0735 | 1 | 0.6
2015-10-20 22:00 | 8.6 | 7.8047 | 0.46708 | 0.28025
2015-10-20 23:00 | 8 | 7.2602 | 0.37288 | 0.22373
2015-10-21 | 9.8 | 8.8937 | 0.69876 | 0.41926
2015-10-21 01:00 | 10.3 | 9.3474 | 0.81382 | 0.48829
2015-10-21 02:00 | 9.2 | 8.3492 | 0.57538 | 0.34523
2015-10-21 03:00 | 10.5 | 9.529 | 0.8631 | 0.51786
2015-10-21 04:00 | 10 | 9.0752 | 0.74342 | 0.44605
2015-10-21 05:00 | 9.2 | 8.3492 | 0.57538 | 0.34523
2015-10-21 06:00 | 8.6 | 7.8047 | 0.46708 | 0.28025
2015-10-21 07:00 | 10.3 | 9.3474 | 0.81382 | 0.48829
2015-10-21 08:00 | 12.1 | 10.981 | 1 | 0.6
2015-10-21 09:00 | 11.9 | 10.7995 | 1 | 0.6
2015-10-21 10:00 | 10.9 | 9.892 | 0.96743 | 0.58046
2015-10-21 11:00 | 9.4 | 8.5307 | 0.61478 | 0.36887
2015-10-21 12:00 | 10 | 9.0752 | 0.74342 | 0.44605
2015-10-21 13:00 | 9.7 | 8.8029 | 0.67711 | 0.40627
2015-10-21 14:00 | 9.4 | 8.5307 | 0.61478 | 0.36887
2015-10-21 15:00 | 9.9 | 8.9844 | 0.72086 | 0.43252
2015-10-21 16:00 | 10.3 | 9.3474 | 0.81382 | 0.48829
2015-10-21 17:00 | 9.7 | 8.8029 | 0.67711 | 0.40627
2015-10-21 18:00 | 10.1 | 9.1659 | 0.76642 | 0.45985
2015-10-21 19:00 | 11.7 | 10.618 | 1 | 0.6
2015-10-21 20:00 | 12.2 | 11.0717 | 1 | 0.6
2015-10-21 21:00 | 13 | 11.7977 | 1 | 0.6
2015-10-21 22:00 | 13 | 11.7977 | 1 | 0.6
2015-10-21 23:00 | 12.4 | 11.2532 | 1 | 0.6
2015-10-22 | 11.4 | 10.3457 | 1 | 0.6
2015-10-22 01:00 | 10.5 | 9.529 | 0.8631 | 0.51786
2015-10-22 02:00 | 10.8 | 9.8012 | 0.94061 | 0.56437
2015-10-22 03:00 | 14.4 | 13.0683 | 1 | 0.6
2015-10-22 04:00 | 16 | 14.5203 | 1 | 0.6
2015-10-22 05:00 | 16.9 | 15.3371 | 1 | 0.6
2015-10-22 06:00 | 15.2 | 13.7943 | 1 | 0.6
2015-10-22 07:00 | 15.3 | 13.885 | 1 | 0.6
2015-10-22 08:00 | 15 | 13.6128 | 1 | 0.6
2015-10-22 09:00 | 14.7 | 13.3405 | 1 | 0.6
2015-10-22 10:00 | 14.1 | 12.796 | 1 | 0.6
2015-10-22 11:00 | 11.5 | 10.4365 | 1 | 0.6
2015-10-22 12:00 | 10.7 | 9.7105 | 0.91429 | 0.54857
2015-10-22 13:00 | 10.3 | 9.3474 | 0.81382 | 0.48829
2015-10-22 14:00 | 12.2 | 11.0717 | 1 | 0.6
2015-10-22 15:00 | 10.7 | 9.7105 | 0.91429 | 0.54857
2015-10-22 16:00 | 10.8 | 9.8012 | 0.94061 | 0.56437
2015-10-22 17:00 | 10.4 | 9.4382 | 0.83822 | 0.50293
2015-10-22 18:00 | 11.9 | 10.7995 | 1 | 0.6
2015-10-22 19:00 | 11.4 | 10.3457 | 1 | 0.6
2015-10-22 20:00 | 11.8 | 10.7087 | 1 | 0.6
2015-10-22 21:00 | 11.4 | 10.3457 | 1 | 0.6
2015-10-22 22:00 | 11.6 | 10.5272 | 1 | 0.6
2015-10-22 23:00 | 11.9 | 10.7995 | 1 | 0.6
2015-10-23 | 12.9 | 11.707 | 1 | 0.6
2015-10-23 01:00 | 11.8 | 10.7087 | 1 | 0.6
2015-10-23 02:00 | 10.9 | 9.892 | 0.96743 | 0.58046
2015-10-23 03:00 | 11.6 | 10.5272 | 1 | 0.6
2015-10-23 04:00 | 11.6 | 10.5272 | 1 | 0.6
2015-10-23 05:00 | 11.9 | 10.7995 | 1 | 0.6
2015-10-23 06:00 | 14.2 | 12.8868 | 1 | 0.6
2015-10-23 07:00 | 14.2 | 12.8868 | 1 | 0.6
2015-10-23 08:00 | 12.2 | 11.0717 | 1 | 0.6
2015-10-23 09:00 | 13.3 | 12.07 | 1 | 0.6
2015-10-23 10:00 | 11.8 | 10.7087 | 1 | 0.6
2015-10-23 11:00 | 10.2 | 9.2567 | 0.78989 | 0.47393
2015-10-23 12:00 | 8.9 | 8.0769 | 0.5194 | 0.31164
2015-10-23 13:00 | 7.2 | 6.5341 | 0.26753 | 0.16052
2015-10-23 14:00 | 7.1 | 6.4434 | 0.25588 | 0.15353
2015-10-23 15:00 | 5.9 | 5.3544 | 0.14007 | 0.084041
2015-10-23 16:00 | 3.9 | 3.5393 | 0.029167 | 0.0175
2015-10-23 17:00 | 4.9 | 4.4468 | 0.073457 | 0.044074
2015-10-23 18:00 | 3.9 | 3.5393 | 0.029167 | 0.0175
2015-10-23 19:00 | 4.2 | 3.8116 | 0.040381 | 0.024229
2015-10-23 20:00 | 3.9 | 3.5393 | 0.029167 | 0.0175
2015-10-23 21:00 | 2.7 | 2.4503 | 0 | 0
2015-10-23 22:00 | 1.6 | 1.452 | 0 | 0
2015-10-23 23:00 | 1.8 | 1.6335 | 0 | 0
2015-10-24 | 0.3 | 0.27226 | 0 | 0
2015-10-24 01:00 | 2.9 | 2.6318 | 0.0026453 | 0.0015872
2015-10-24 02:00 | 3.1 | 2.8133 | 0.0067469 | 0.0040482
2015-10-24 03:00 | 5.6 | 5.0821 | 0.11747 | 0.070482
2015-10-24 04:00 | 5.1 | 4.6283 | 0.084847 | 0.050908
2015-10-24 05:00 | 5.7 | 5.1729 | 0.12474 | 0.074845
2015-10-24 06:00 | 2.8 | 2.5411 | 0.00079489 | 0.00047693
2015-10-24 07:00 | 2.7 | 2.4503 | 0 | 0
2015-10-24 08:00 | 0.6 | 0.54451 | 0 | 0
2015-10-24 09:00 | 1.9 | 1.7243 | 0 | 0
2015-10-24 10:00 | 3.6 | 3.2671 | 0.019552 | 0.011731
2015-10-24 11:00 | 5.5 | 4.9914 | 0.11045 | 0.066272
2015-10-24 12:00 | 10.3 | 9.3474 | 0.81382 | 0.48829
2015-10-24 13:00 | 11.6 | 10.5272 | 1 | 0.6
2015-10-24 14:00 | 12.6 | 11.4347 | 1 | 0.6
2015-10-24 15:00 | 13 | 11.7977 | 1 | 0.6
2015-10-24 16:00 | 12.3 | 11.1625 | 1 | 0.6
2015-10-24 17:00 | 13.9 | 12.6145 | 1 | 0.6
2015-10-24 18:00 | 13 | 11.7977 | 1 | 0.6
2015-10-24 19:00 | 12.2 | 11.0717 | 1 | 0.6
2015-10-24 20:00 | 12.1 | 10.981 | 1 | 0.6
2015-10-24 21:00 | 12.5 | 11.344 | 1 | 0.6
2015-10-24 22:00 | 11.7 | 10.618 | 1 | 0.6
2015-10-24 23:00 | 9.5 | 8.6214 | 0.63512 | 0.38107
2015-10-25 | 10.9 | 9.892 | 0.96743 | 0.58046
2015-10-25 01:00 | 12.2 | 11.0717 | 1 | 0.6
2015-10-25 02:00 | 10 | 9.0752 | 0.74342 | 0.44605
2015-10-25 03:00 | 7.5 | 6.8064 | 0.30445 | 0.18267
2015-10-25 04:00 | 9.2 | 8.3492 | 0.57538 | 0.34523
2015-10-25 05:00 | 3.7 | 3.3578 | 0.022587 | 0.013552
2015-10-25 06:00 | 4 | 3.6301 | 0.032721 | 0.019633
2015-10-25 07:00 | 3.1 | 2.8133 | 0.0067469 | 0.0040482
2015-10-25 08:00 | 1.2 | 1.089 | 0 | 0
2015-10-25 09:00 | 1.8 | 1.6335 | 0 | 0
2015-10-25 10:00 | 2.7 | 2.4503 | 0 | 0
2015-10-25 11:00 | 3.6 | 3.2671 | 0.019552 | 0.011731
2015-10-25 12:00 | 5.1 | 4.6283 | 0.084847 | 0.050908
2015-10-25 13:00 | 1.7 | 1.5428 | 0 | 0
2015-10-25 14:00 | 4 | 3.6301 | 0.032721 | 0.019633
2015-10-25 15:00 | 3.5 | 3.1763 | 0.016681 | 0.010009
2015-10-25 16:00 | 2.2 | 1.9965 | 0 | 0
2015-10-25 17:00 | 1.5 | 1.3613 | 0 | 0
2015-10-25 18:00 | 1.4 | 1.2705 | 0 | 0
2015-10-25 19:00 | 1.2 | 1.089 | 0 | 0
2015-10-25 20:00 | 1.3 | 1.1798 | 0 | 0
2015-10-25 21:00 | 1 | 0.90752 | 0 | 0
2015-10-25 22:00 | 0.9 | 0.81677 | 0 | 0
2015-10-25 23:00 | 0.8 | 0.72602 | 0 | 0
2015-10-26 | 0.9 | 0.81677 | 0 | 0
2015-10-26 01:00 | 1.1 | 0.99827 | 0 | 0
2015-10-26 02:00 | 3.7 | 3.3578 | 0.022587 | 0.013552
2015-10-26 03:00 | 2.3 | 2.0873 | 0 | 0
2015-10-26 04:00 | 3.3 | 2.9948 | 0.011414 | 0.0068481
2015-10-26 05:00 | 5.9 | 5.3544 | 0.14007 | 0.084041
2015-10-26 06:00 | 4.8 | 4.3561 | 0.068098 | 0.040859
2015-10-26 07:00 | 3.3 | 2.9948 | 0.011414 | 0.0068481
2015-10-26 08:00 | 3.3 | 2.9948 | 0.011414 | 0.0068481
2015-10-26 09:00 | 4.2 | 3.8116 | 0.040381 | 0.024229
2015-10-26 10:00 | 3.7 | 3.3578 | 0.022587 | 0.013552
2015-10-26 11:00 | 2.8 | 2.5411 | 0.00079489 | 0.00047693
2015-10-26 12:00 | 1.4 | 1.2705 | 0 | 0
2015-10-26 13:00 | 2.2 | 1.9965 | 0 | 0
2015-10-26 14:00 | 3.5 | 3.1763 | 0.016681 | 0.010009
2015-10-26 15:00 | 2.6 | 2.3595 | 0 | 0
2015-10-26 16:00 | 2.6 | 2.3595 | 0 | 0
2015-10-26 17:00 | 1.2 | 1.089 | 0 | 0
2015-10-26 18:00 | 1.1 | 0.99827 | 0 | 0
2015-10-26 19:00 | 1.2 | 1.089 | 0 | 0
2015-10-26 20:00 | 0.7 | 0.63526 | 0 | 0
2015-10-26 21:00 | 3.7 | 3.3578 | 0.022587 | 0.013552
2015-10-26 22:00 | 2.5 | 2.2688 | 0 | 0
2015-10-26 23:00 | 2.4 | 2.178 | 0 | 0
2015-10-27 | 4.8 | 4.3561 | 0.068098 | 0.040859
2015-10-27 01:00 | 4.2 | 3.8116 | 0.040381 | 0.024229
2015-10-27 02:00 | 2.8 | 2.5411 | 0.00079489 | 0.00047693
2015-10-27 03:00 | 4.7 | 4.2653 | 0.062959 | 0.037775
2015-10-27 04:00 | 3.6 | 3.2671 | 0.019552 | 0.011731
2015-10-27 05:00 | 2.5 | 2.2688 | 0 | 0
2015-10-27 06:00 | 2.4 | 2.178 | 0 | 0
2015-10-27 07:00 | 1.4 | 1.2705 | 0 | 0
2015-10-27 08:00 | 2.2 | 1.9965 | 0 | 0
2015-10-27 09:00 | 1.4 | 1.2705 | 0 | 0
2015-10-27 10:00 | 1.1 | 0.99827 | 0 | 0
2015-10-27 11:00 | 1.9 | 1.7243 | 0 | 0
2015-10-27 12:00 | 1.2 | 1.089 | 0 | 0
2015-10-27 13:00 | 1.8 | 1.6335 | 0 | 0
2015-10-27 14:00 | 2.1 | 1.9058 | 0 | 0
2015-10-27 15:00 | 2.4 | 2.178 | 0 | 0
2015-10-27 16:00 | 3.8 | 3.4486 | 0.025791 | 0.015474
2015-10-27 17:00 | 5 | 4.5376 | 0.079038 | 0.047423
2015-10-27 18:00 | 4.8 | 4.3561 | 0.068098 | 0.040859
2015-10-27 19:00 | 4.9 | 4.4468 | 0.073457 | 0.044074
2015-10-27 20:00 | 5.7 | 5.1729 | 0.12474 | 0.074845
2015-10-27 21:00 | 5.1 | 4.6283 | 0.084847 | 0.050908
2015-10-27 22:00 | 5.5 | 4.9914 | 0.11045 | 0.066272
2015-10-27 23:00 | 6.7 | 6.0804 | 0.21249 | 0.1275
2015-10-28 | 7 | 6.3526 | 0.24456 | 0.14674
2015-10-28 01:00 | 4.5 | 4.0838 | 0.053317 | 0.03199
2015-10-28 02:00 | 4 | 3.6301 | 0.032721 | 0.019633
2015-10-28 03:00 | 3.5 | 3.1763 | 0.016681 | 0.010009
2015-10-28 04:00 | 2.9 | 2.6318 | 0.0026453 | 0.0015872
2015-10-28 05:00 | 3.4 | 3.0856 | 0.01397 | 0.008382
2015-10-28 06:00 | 2.5 | 2.2688 | 0 | 0
2015-10-28 07:00 | 1.2 | 1.089 | 0 | 0
2015-10-28 08:00 | 2.4 | 2.178 | 0 | 0
2015-10-28 09:00 | 2.8 | 2.5411 | 0.00079489 | 0.00047693
2015-10-28 10:00 | 2.2 | 1.9965 | 0 | 0
2015-10-28 11:00 | 1.6 | 1.452 | 0 | 0
2015-10-28 12:00 | 2.4 | 2.178 | 0 | 0
2015-10-28 13:00 | 2.1 | 1.9058 | 0 | 0
2015-10-28 14:00 | 1.4 | 1.2705 | 0 | 0
2015-10-28 15:00 | 2 | 1.815 | 0 | 0
2015-10-28 16:00 | 1.2 | 1.089 | 0 | 0
2015-10-28 17:00 | 2.3 | 2.0873 | 0 | 0
2015-10-28 18:00 | 0.9 | 0.81677 | 0 | 0
2015-10-28 19:00 | 2.7 | 2.4503 | 0 | 0
2015-10-28 20:00 | 1.4 | 1.2705 | 0 | 0
2015-10-28 21:00 | 1.9 | 1.7243 | 0 | 0
2015-10-28 22:00 | 1.2 | 1.089 | 0 | 0
2015-10-28 23:00 | 1.8 | 1.6335 | 0 | 0
2015-10-29 | 2.2 | 1.9965 | 0 | 0
2015-10-29 01:00 | 3.1 | 2.8133 | 0.0067469 | 0.0040482
2015-10-29 02:00 | 3.3 | 2.9948 | 0.011414 | 0.0068481
2015-10-29 03:00 | 3.3 | 2.9948 | 0.011414 | 0.0068481
2015-10-29 04:00 | 2.5 | 2.2688 | 0 | 0
2015-10-29 05:00 | 2 | 1.815 | 0 | 0
2015-10-29 06:00 | 0.6 | 0.54451 | 0 | 0
2015-10-29 07:00 | 2.8 | 2.5411 | 0.00079489 | 0.00047693
2015-10-29 08:00 | 1.4 | 1.2705 | 0 | 0
2015-10-29 09:00 | 1.3 | 1.1798 | 0 | 0
2015-10-29 10:00 | 7.2 | 6.5341 | 0.26753 | 0.16052
2015-10-29 11:00 | 6.9 | 6.2619 | 0.23356 | 0.14014
2015-10-29 12:00 | 4.2 | 3.8116 | 0.040381 | 0.024229
2015-10-29 13:00 | 3.9 | 3.5393 | 0.029167 | 0.0175
2015-10-29 14:00 | 4.7 | 4.2653 | 0.062959 | 0.037775
2015-10-29 15:00 | 2.8 | 2.5411 | 0.00079489 | 0.00047693
2015-10-29 16:00 | 3.1 | 2.8133 | 0.0067469 | 0.0040482
2015-10-29 17:00 | 4 | 3.6301 | 0.032721 | 0.019633
2015-10-29 18:00 | 3.2 | 2.9041 | 0.0090073 | 0.0054044
2015-10-29 19:00 | 0.5 | 0.45376 | 0 | 0
2015-10-29 20:00 | 0.5 | 0.45376 | 0 | 0
2015-10-29 21:00 | 1.2 | 1.089 | 0 | 0
2015-10-29 22:00 | 2.3 | 2.0873 | 0 | 0
2015-10-29 23:00 | 2.1 | 1.9058 | 0 | 0
2015-10-30 | 2.2 | 1.9965 | 0 | 0
2015-10-30 01:00 | 2.6 | 2.3595 | 0 | 0
2015-10-30 02:00 | 3.1 | 2.8133 | 0.0067469 | 0.0040482
2015-10-30 03:00 | 5.1 | 4.6283 | 0.084847 | 0.050908
2015-10-30 04:00 | 4.5 | 4.0838 | 0.053317 | 0.03199
2015-10-30 05:00 | 6.1 | 5.5359 | 0.15647 | 0.093883
2015-10-30 06:00 | 6.3 | 5.7174 | 0.17398 | 0.10439
2015-10-30 07:00 | 6.6 | 5.9896 | 0.20242 | 0.12145
2015-10-30 08:00 | 6.4 | 5.8081 | 0.18317 | 0.1099
2015-10-30 09:00 | 8.9 | 8.0769 | 0.5194 | 0.31164
2015-10-30 10:00 | 9.4 | 8.5307 | 0.61478 | 0.36887
2015-10-30 11:00 | 10.1 | 9.1659 | 0.76642 | 0.45985
2015-10-30 12:00 | 10.9 | 9.892 | 0.96743 | 0.58046
2015-10-30 13:00 | 8.1 | 7.3509 | 0.38764 | 0.23259
2015-10-30 14:00 | 9 | 8.1677 | 0.53765 | 0.32259
2015-10-30 15:00 | 8.5 | 7.7139 | 0.45043 | 0.27026
2015-10-30 16:00 | 8.8 | 7.9862 | 0.50156 | 0.30094
2015-10-30 17:00 | 8.9 | 8.0769 | 0.5194 | 0.31164
2015-10-30 18:00 | 7.5 | 6.8064 | 0.30445 | 0.18267
2015-10-30 19:00 | 6.1 | 5.5359 | 0.15647 | 0.093883
2015-10-30 20:00 | 5.3 | 4.8099 | 0.097168 | 0.058301
2015-10-30 21:00 | 6.5 | 5.8989 | 0.19265 | 0.11559
2015-10-30 22:00 | 6.2 | 5.6266 | 0.16509 | 0.099052
2015-10-30 23:00 | 4.9 | 4.4468 | 0.073457 | 0.044074
2015-10-31 | 4.4 | 3.9931 | 0.048806 | 0.029284
2015-10-31 01:00 | 4.6 | 4.1746 | 0.058033 | 0.03482
2015-10-31 02:00 | 3 | 2.7226 | 0.0046278 | 0.0027767
2015-10-31 03:00 | 1.6 | 1.452 | 0 | 0
2015-10-31 04:00 | 2.7 | 2.4503 | 0 | 0
2015-10-31 05:00 | 2.9 | 2.6318 | 0.0026453 | 0.0015872
2015-10-31 06:00 | 4.3 | 3.9023 | 0.044496 | 0.026697
2015-10-31 07:00 | 5 | 4.5376 | 0.079038 | 0.047423
2015-10-31 08:00 | 2.9 | 2.6318 | 0.0026453 | 0.0015872
2015-10-31 09:00 | 1.4 | 1.2705 | 0 | 0
2015-10-31 10:00 | 1.9 | 1.7243 | 0 | 0
2015-10-31 11:00 | 2.3 | 2.0873 | 0 | 0
2015-10-31 12:00 | 1.1 | 0.99827 | 0 | 0
2015-10-31 13:00 | 0.5 | 0.45376 | 0 | 0
2015-10-31 14:00 | 0.5 | 0.45376 | 0 | 0
2015-10-31 15:00 | 2.7 | 2.4503 | 0 | 0
2015-10-31 16:00 | 0.3 | 0.27226 | 0 | 0
2015-10-31 17:00 | 2.4 | 2.178 | 0 | 0
2015-10-31 18:00 | 1.7 | 1.5428 | 0 | 0
2015-10-31 19:00 | 2.2 | 1.9965 | 0 | 0
2015-10-31 20:00 | 3 | 2.7226 | 0.0046278 | 0.0027767
2015-10-31 21:00 | 1.8 | 1.6335 | 0 | 0
2015-10-31 22:00 | 5.8 | 5.2636 | 0.13227 | 0.079364
2015-10-31 23:00 | 5.7 | 5.1729 | 0.12474 | 0.074845
2015-11-01 | 6.8 | 6.1711 | 0.22287 | 0.13372
2015-11-01 01:00 | 3.3 | 2.9948 | 0.011414 | 0.0068481
2015-11-01 02:00 | 4 | 3.6301 | 0.032721 | 0.019633
2015-11-01 03:00 | 2.7 | 2.4503 | 0 | 0
2015-11-01 04:00 | 3.8 | 3.4486 | 0.025791 | 0.015474
2015-11-01 05:00 | 5.6 | 5.0821 | 0.11747 | 0.070482
2015-11-01 06:00 | 8.3 | 7.5324 | 0.41828 | 0.25097
2015-11-01 07:00 | 8.7 | 7.8954 | 0.48412 | 0.29047
2015-11-01 08:00 | 8.7 | 7.8954 | 0.48412 | 0.29047
2015-11-01 09:00 | 6.8 | 6.1711 | 0.22287 | 0.13372
2015-11-01 10:00 | 10.9 | 9.892 | 0.96743 | 0.58046
2015-11-01 11:00 | 11.4 | 10.3457 | 1 | 0.6
2015-11-01 12:00 | 9.4 | 8.5307 | 0.61478 | 0.36887
2015-11-01 13:00 | 10.6 | 9.6197 | 0.88845 | 0.53307
2015-11-01 14:00 | 11.4 | 10.3457 | 1 | 0.6
2015-11-01 15:00 | 12.2 | 11.0717 | 1 | 0.6
2015-11-01 16:00 | 12.7 | 11.5255 | 1 | 0.6
2015-11-01 17:00 | 8.9 | 8.0769 | 0.5194 | 0.31164
2015-11-01 18:00 | 8.7 | 7.8954 | 0.48412 | 0.29047
2015-11-01 19:00 | 6.6 | 5.9896 | 0.20242 | 0.12145
2015-11-01 20:00 | 5.4 | 4.9006 | 0.10369 | 0.062213
2015-11-01 21:00 | 5.5 | 4.9914 | 0.11045 | 0.066272
2015-11-01 22:00 | 2.6 | 2.3595 | 0 | 0
2015-11-01 23:00 | 1.2 | 1.089 | 0 | 0
2015-11-02 | 1.7 | 1.5428 | 0 | 0
2015-11-02 01:00 | 0.8 | 0.72602 | 0 | 0
2015-11-02 02:00 | 1.2 | 1.089 | 0 | 0
2015-11-02 03:00 | 0.5 | 0.45376 | 0 | 0
2015-11-02 04:00 | 0.9 | 0.81677 | 0 | 0
2015-11-02 05:00 | 0.4 | 0.36301 | 0 | 0
2015-11-02 06:00 | 1.4 | 1.2705 | 0 | 0
2015-11-02 07:00 | 0.7 | 0.63526 | 0 | 0
2015-11-02 08:00 | 1.1 | 0.99827 | 0 | 0
2015-11-02 09:00 | 0.6 | 0.54451 | 0 | 0
2015-11-02 10:00 | 1 | 0.90752 | 0 | 0
2015-11-02 11:00 | 2.8 | 2.5411 | 0.00079489 | 0.00047693
2015-11-02 12:00 | 1.4 | 1.2705 | 0 | 0
2015-11-02 13:00 | 2.1 | 1.9058 | 0 | 0
2015-11-02 14:00 | 3 | 2.7226 | 0.0046278 | 0.0027767
2015-11-02 15:00 | 2.3 | 2.0873 | 0 | 0
2015-11-02 16:00 | 1 | 0.90752 | 0 | 0
2015-11-02 17:00 | 0.9 | 0.81677 | 0 | 0
2015-11-02 18:00 | 1.8 | 1.6335 | 0 | 0
2015-11-02 19:00 | 1.6 | 1.452 | 0 | 0
2015-11-02 20:00 | 1.6 | 1.452 | 0 | 0
2015-11-02 21:00 | 2.2 | 1.9965 | 0 | 0
2015-11-02 22:00 | 0.8 | 0.72602 | 0 | 0
2015-11-02 23:00 | 0.6 | 0.54451 | 0 | 0
2015-11-03 | 2.8 | 2.5411 | 0.00079489 | 0.00047693
2015-11-03 01:00 | 1.2 | 1.089 | 0 | 0
2015-11-03 02:00 | 4.6 | 4.1746 | 0.058033 | 0.03482
2015-11-03 03:00 | 5.1 | 4.6283 | 0.084847 | 0.050908
2015-11-03 04:00 | 5.6 | 5.0821 | 0.11747 | 0.070482
2015-11-03 05:00 | 7.6 | 6.8971 | 0.31744 | 0.19046
2015-11-03 06:00 | 8.4 | 7.6232 | 0.43416 | 0.2605
2015-11-03 07:00 | 8.6 | 7.8047 | 0.46708 | 0.28025
2015-11-03 08:00 | 9.3 | 8.4399 | 0.59487 | 0.35692
2015-11-03 09:00 | 9.8 | 8.8937 | 0.69876 | 0.41926
2015-11-03 10:00 | 8.7 | 7.8954 | 0.48412 | 0.29047
2015-11-03 11:00 | 7.5 | 6.8064 | 0.30445 | 0.18267
2015-11-03 12:00 | 8 | 7.2602 | 0.37288 | 0.22373
2015-11-03 13:00 | 8.2 | 7.4417 | 0.40277 | 0.24166
2015-11-03 14:00 | 8.7 | 7.8954 | 0.48412 | 0.29047
2015-11-03 15:00 | 9.3 | 8.4399 | 0.59487 | 0.35692
2015-11-03 16:00 | 9.9 | 8.9844 | 0.72086 | 0.43252
2015-11-03 17:00 | 8.3 | 7.5324 | 0.41828 | 0.25097
2015-11-03 18:00 | 8.4 | 7.6232 | 0.43416 | 0.2605
2015-11-03 19:00 | 9.4 | 8.5307 | 0.61478 | 0.36887
2015-11-03 20:00 | 9.7 | 8.8029 | 0.67711 | 0.40627
2015-11-03 21:00 | 9.2 | 8.3492 | 0.57538 | 0.34523
2015-11-03 22:00 | 8.3 | 7.5324 | 0.41828 | 0.25097
2015-11-03 23:00 | 7.8 | 7.0786 | 0.34445 | 0.20667
2015-11-04 | 7.6 | 6.8971 | 0.31744 | 0.19046
2015-11-04 01:00 | 6.1 | 5.5359 | 0.15647 | 0.093883
2015-11-04 02:00 | 4.2 | 3.8116 | 0.040381 | 0.024229
2015-11-04 03:00 | 3.1 | 2.8133 | 0.0067469 | 0.0040482
2015-11-04 04:00 | 2.8 | 2.5411 | 0.00079489 | 0.00047693
2015-11-04 05:00 | 4.3 | 3.9023 | 0.044496 | 0.026697
2015-11-04 06:00 | 3.5 | 3.1763 | 0.016681 | 0.010009
2015-11-04 07:00 | 2.3 | 2.0873 | 0 | 0
2015-11-04 08:00 | 4.65 | 4.22 | 0.060469 | 0.036282
2015-11-04 09:00 | 7 | 6.3526 | 0.24456 | 0.14674
2015-11-04 10:00 | 8.3 | 7.5324 | 0.41828 | 0.25097
2015-11-04 11:00 | 7.6 | 6.8971 | 0.31744 | 0.19046
2015-11-04 12:00 | 6.5 | 5.8989 | 0.19265 | 0.11559
2015-11-04 13:00 | 6.5 | 5.8989 | 0.19265 | 0.11559
2015-11-04 14:00 | 6.5 | 5.8989 | 0.19265 | 0.11559
2015-11-04 15:00 | 7.7 | 6.9879 | 0.33077 | 0.19846
2015-11-04 16:00 | 7 | 6.3526 | 0.24456 | 0.14674
2015-11-04 17:00 | 5.9 | 5.3544 | 0.14007 | 0.084041
2015-11-04 18:00 | 7.3 | 6.6249 | 0.2795 | 0.1677
2015-11-04 19:00 | 6.6 | 5.9896 | 0.20242 | 0.12145
2015-11-04 20:00 | 5.7 | 5.1729 | 0.12474 | 0.074845
2015-11-04 21:00 | 5.1 | 4.6283 | 0.084847 | 0.050908
2015-11-04 22:00 | 4.7 | 4.2653 | 0.062959 | 0.037775
2015-11-04 23:00 | 6.2 | 5.6266 | 0.16509 | 0.099052
2015-11-05 | 6.7 | 6.0804 | 0.21249 | 0.1275
2015-11-05 01:00 | 4.4 | 3.9931 | 0.048806 | 0.029284
2015-11-05 02:00 | 2.3 | 2.0873 | 0 | 0
2015-11-05 03:00 | 2.3 | 2.0873 | 0 | 0
2015-11-05 04:00 | 2.3 | 2.0873 | 0 | 0
2015-11-05 05:00 | 3.1 | 2.8133 | 0.0067469 | 0.0040482
2015-11-05 06:00 | 3.4 | 3.0856 | 0.01397 | 0.008382
2015-11-05 07:00 | 5.2 | 4.7191 | 0.090889 | 0.054533
2015-11-05 08:00 | 1.9 | 1.7243 | 0 | 0
2015-11-05 09:00 | 2.3 | 2.0873 | 0 | 0
2015-11-05 10:00 | 1.6 | 1.452 | 0 | 0
2015-11-05 11:00 | 3.4 | 3.0856 | 0.01397 | 0.008382
2015-11-05 12:00 | 2.6 | 2.3595 | 0 | 0
2015-11-05 13:00 | 1.3 | 1.1798 | 0 | 0
2015-11-05 14:00 | 0.5 | 0.45376 | 0 | 0
2015-11-05 15:00 | 0.4 | 0.36301 | 0 | 0
2015-11-05 16:00 | 1.2 | 1.089 | 0 | 0
2015-11-05 17:00 | 1.1 | 0.99827 | 0 | 0
2015-11-05 18:00 | 1.8 | 1.6335 | 0 | 0
2015-11-05 19:00 | 0.8 | 0.72602 | 0 | 0
2015-11-05 20:00 | 1.4 | 1.2705 | 0 | 0
2015-11-05 21:00 | 2.1 | 1.9058 | 0 | 0
2015-11-05 22:00 | 0.9 | 0.81677 | 0 | 0
2015-11-05 23:00 | 1.8 | 1.6335 | 0 | 0
2015-11-06 | 1.7 | 1.5428 | 0 | 0
2015-11-06 01:00 | 1.7 | 1.5428 | 0 | 0
2015-11-06 02:00 | 2.3 | 2.0873 | 0 | 0
2015-11-06 03:00 | 2 | 1.815 | 0 | 0
2015-11-06 04:00 | 1.7 | 1.5428 | 0 | 0
2015-11-06 05:00 | 2.6 | 2.3595 | 0 | 0
2015-11-06 06:00 | 2.5 | 2.2688 | 0 | 0
2015-11-06 07:00 | 2.7 | 2.4503 | 0 | 0
2015-11-06 08:00 | 1.3 | 1.1798 | 0 | 0
2015-11-06 09:00 | 3.2 | 2.9041 | 0.0090073 | 0.0054044
2015-11-06 10:00 | 3.1 | 2.8133 | 0.0067469 | 0.0040482
2015-11-06 11:00 | 2.6 | 2.3595 | 0 | 0
2015-11-06 12:00 | 1.2 | 1.089 | 0 | 0
2015-11-06 13:00 | 2.4 | 2.178 | 0 | 0
2015-11-06 14:00 | 2.1 | 1.9058 | 0 | 0
2015-11-06 15:00 | 1.1 | 0.99827 | 0 | 0
2015-11-06 16:00 | 1.9 | 1.7243 | 0 | 0
2015-11-06 17:00 | 2 | 1.815 | 0 | 0
2015-11-06 18:00 | 2.3 | 2.0873 | 0 | 0
2015-11-06 19:00 | 2.1 | 1.9058 | 0 | 0
2015-11-06 20:00 | 0.7 | 0.63526 | 0 | 0
2015-11-06 21:00 | 1.7 | 1.5428 | 0 | 0
2015-11-06 22:00 | 2.1 | 1.9058 | 0 | 0
2015-11-06 23:00 | 2.1 | 1.9058 | 0 | 0
2015-11-07 | 2.3 | 2.0873 | 0 | 0
2015-11-07 01:00 | 2.9 | 2.6318 | 0.0026453 | 0.0015872
2015-11-07 02:00 | 2.5 | 2.2688 | 0 | 0
2015-11-07 03:00 | 3 | 2.7226 | 0.0046278 | 0.0027767
2015-11-07 04:00 | 0.8 | 0.72602 | 0 | 0
2015-11-07 05:00 | 1.8 | 1.6335 | 0 | 0
2015-11-07 06:00 | 2.3 | 2.0873 | 0 | 0
2015-11-07 07:00 | 1.8 | 1.6335 | 0 | 0
2015-11-07 08:00 | 7.2 | 6.5341 | 0.26753 | 0.16052
2015-11-07 09:00 | 9.2 | 8.3492 | 0.57538 | 0.34523
2015-11-07 10:00 | 7.8 | 7.0786 | 0.34445 | 0.20667
2015-11-07 11:00 | 6.5 | 5.8989 | 0.19265 | 0.11559
2015-11-07 12:00 | 5.8 | 5.2636 | 0.13227 | 0.079364
2015-11-07 13:00 | 3.9 | 3.5393 | 0.029167 | 0.0175
2015-11-07 14:00 | 3.1 | 2.8133 | 0.0067469 | 0.0040482
2015-11-07 15:00 | 4.1 | 3.7208 | 0.036458 | 0.021875
2015-11-07 16:00 | 6.4 | 5.8081 | 0.18317 | 0.1099
2015-11-07 17:00 | 3.8 | 3.4486 | 0.025791 | 0.015474
2015-11-07 18:00 | 6.9 | 6.2619 | 0.23356 | 0.14014
2015-11-07 19:00 | 6.9 | 6.2619 | 0.23356 | 0.14014
2015-11-07 20:00 | 8.4 | 7.6232 | 0.43416 | 0.2605
2015-11-07 21:00 | 7.4 | 6.7156 | 0.29181 | 0.17509
2015-11-07 22:00 | 8 | 7.2602 | 0.37288 | 0.22373
2015-11-07 23:00 | 6.7 | 6.0804 | 0.21249 | 0.1275
2015-11-08 | 7.4 | 6.7156 | 0.29181 | 0.17509
2015-11-08 01:00 | 8.2 | 7.4417 | 0.40277 | 0.24166
2015-11-08 02:00 | 8.4 | 7.6232 | 0.43416 | 0.2605
2015-11-08 03:00 | 9.7 | 8.8029 | 0.67711 | 0.40627
2015-11-08 04:00 | 8.7 | 7.8954 | 0.48412 | 0.29047
2015-11-08 05:00 | 9.3 | 8.4399 | 0.59487 | 0.35692
2015-11-08 06:00 | 9.7 | 8.8029 | 0.67711 | 0.40627
2015-11-08 07:00 | 11.7 | 10.618 | 1 | 0.6
2015-11-08 08:00 | 11.1 | 10.0735 | 1 | 0.6
2015-11-08 09:00 | 9.8 | 8.8937 | 0.69876 | 0.41926
2015-11-08 10:00 | 7.9 | 7.1694 | 0.35849 | 0.21509
2015-11-08 11:00 | 7.4 | 6.7156 | 0.29181 | 0.17509
2015-11-08 12:00 | 6.2 | 5.6266 | 0.16509 | 0.099052
2015-11-08 13:00 | 4.2 | 3.8116 | 0.040381 | 0.024229
2015-11-08 14:00 | 2.7 | 2.4503 | 0 | 0
2015-11-08 15:00 | 2.3 | 2.0873 | 0 | 0
2015-11-08 16:00 | 2.4 | 2.178 | 0 | 0
2015-11-08 17:00 | 1.8 | 1.6335 | 0 | 0
2015-11-08 18:00 | 1.9 | 1.7243 | 0 | 0
2015-11-08 19:00 | 4.1 | 3.7208 | 0.036458 | 0.021875
2015-11-08 20:00 | 4.8 | 4.3561 | 0.068098 | 0.040859
2015-11-08 21:00 | 6.8 | 6.1711 | 0.22287 | 0.13372
2015-11-08 22:00 | 5.5 | 4.9914 | 0.11045 | 0.066272
2015-11-08 23:00 | 3.4 | 3.0856 | 0.01397 | 0.008382
2015-11-09 | 6.1 | 5.5359 | 0.15647 | 0.093883
2015-11-09 01:00 | 5.3 | 4.8099 | 0.097168 | 0.058301
2015-11-09 02:00 | 2.8 | 2.5411 | 0.00079489 | 0.00047693
2015-11-09 03:00 | 8.8 | 7.9862 | 0.50156 | 0.30094
2015-11-09 04:00 | 6.5 | 5.8989 | 0.19265 | 0.11559
2015-11-09 05:00 | 6.6 | 5.9896 | 0.20242 | 0.12145
2015-11-09 06:00 | 8.2 | 7.4417 | 0.40277 | 0.24166
2015-11-09 07:00 | 8.7 | 7.8954 | 0.48412 | 0.29047
2015-11-09 08:00 | 6.2 | 5.6266 | 0.16509 | 0.099052
2015-11-09 09:00 | 7.8 | 7.0786 | 0.34445 | 0.20667
2015-11-09 10:00 | 6.6 | 5.9896 | 0.20242 | 0.12145
2015-11-09 11:00 | 9.4 | 8.5307 | 0.61478 | 0.36887
2015-11-09 12:00 | 6.3 | 5.7174 | 0.17398 | 0.10439
2015-11-09 13:00 | 0.5 | 0.45376 | 0 | 0
2015-11-09 14:00 | 5.3 | 4.8099 | 0.097168 | 0.058301
2015-11-09 15:00 | 4.9 | 4.4468 | 0.073457 | 0.044074
2015-11-09 16:00 | 2.7 | 2.4503 | 0 | 0
2015-11-09 17:00 | 2.5 | 2.2688 | 0 | 0
2015-11-09 18:00 | 5.9 | 5.3544 | 0.14007 | 0.084041
2015-11-09 19:00 | 5.7 | 5.1729 | 0.12474 | 0.074845
2015-11-09 20:00 | 5.8 | 5.2636 | 0.13227 | 0.079364
2015-11-09 21:00 | 7.4 | 6.7156 | 0.29181 | 0.17509
2015-11-09 22:00 | 11.9 | 10.7995 | 1 | 0.6
2015-11-09 23:00 | 10.6 | 9.6197 | 0.88845 | 0.53307
2015-11-10 | 13 | 11.7977 | 1 | 0.6
2015-11-10 01:00 | 13.2 | 11.9793 | 1 | 0.6
2015-11-10 02:00 | 14.4 | 13.0683 | 1 | 0.6
2015-11-10 03:00 | 10.7 | 9.7105 | 0.91429 | 0.54857
2015-11-10 04:00 | 16.4 | 14.8833 | 1 | 0.6
2015-11-10 05:00 | 15.7 | 14.2481 | 1 | 0.6
2015-11-10 06:00 | 13.7 | 12.433 | 1 | 0.6
2015-11-10 07:00 | 13.5 | 12.2515 | 1 | 0.6
2015-11-10 08:00 | 13.8 | 12.5238 | 1 | 0.6
2015-11-10 09:00 | 10.4 | 9.4382 | 0.83822 | 0.50293
2015-11-10 10:00 | 12 | 10.8902 | 1 | 0.6
2015-11-10 11:00 | 13.3 | 12.07 | 1 | 0.6
2015-11-10 12:00 | 12.5 | 11.344 | 1 | 0.6
2015-11-10 13:00 | 12.1 | 10.981 | 1 | 0.6
2015-11-10 14:00 | 10.5 | 9.529 | 0.8631 | 0.51786
2015-11-10 15:00 | 9.6 | 8.7122 | 0.6559 | 0.39354
2015-11-10 16:00 | 15.3 | 13.885 | 1 | 0.6
2015-11-10 17:00 | 12.7 | 11.5255 | 1 | 0.6
2015-11-10 18:00 | 12.1 | 10.981 | 1 | 0.6
2015-11-10 19:00 | 11.9 | 10.7995 | 1 | 0.6
2015-11-10 20:00 | 10 | 9.0752 | 0.74342 | 0.44605
2015-11-10 21:00 | 11.1 | 10.0735 | 1 | 0.6
2015-11-10 22:00 | 8.6 | 7.8047 | 0.46708 | 0.28025
2015-11-10 23:00 | 5.5 | 4.9914 | 0.11045 | 0.066272
2015-11-11 | 5 | 4.5376 | 0.079038 | 0.047423
2015-11-11 01:00 | 4.9 | 4.4468 | 0.073457 | 0.044074
2015-11-11 02:00 | 5 | 4.5376 | 0.079038 | 0.047423
2015-11-11 03:00 | 5.1 | 4.6283 | 0.084847 | 0.050908
2015-11-11 04:00 | 5.3 | 4.8099 | 0.097168 | 0.058301
2015-11-11 05:00 | 5.9 | 5.3544 | 0.14007 | 0.084041
2015-11-11 06:00 | 5.4 | 4.9006 | 0.10369 | 0.062213
2015-11-11 07:00 | 7.2 | 6.5341 | 0.26753 | 0.16052
2015-11-11 08:00 | 8.3 | 7.5324 | 0.41828 | 0.25097
2015-11-11 09:00 | 8.6 | 7.8047 | 0.46708 | 0.28025
2015-11-11 10:00 | 8.7 | 7.8954 | 0.48412 | 0.29047
2015-11-11 11:00 | 10.3 | 9.3474 | 0.81382 | 0.48829
2015-11-11 12:00 | 9.4 | 8.5307 | 0.61478 | 0.36887
2015-11-11 13:00 | 8.5 | 7.7139 | 0.45043 | 0.27026
2015-11-11 14:00 | 10 | 9.0752 | 0.74342 | 0.44605
2015-11-11 15:00 | 8.2 | 7.4417 | 0.40277 | 0.24166
2015-11-11 16:00 | 6.8 | 6.1711 | 0.22287 | 0.13372
2015-11-11 17:00 | 6.8 | 6.1711 | 0.22287 | 0.13372
2015-11-11 18:00 | 8.8 | 7.9862 | 0.50156 | 0.30094
2015-11-11 19:00 | 10.8 | 9.8012 | 0.94061 | 0.56437
2015-11-11 20:00 | 10.9 | 9.892 | 0.96743 | 0.58046
2015-11-11 21:00 | 11.6 | 10.5272 | 1 | 0.6
2015-11-11 22:00 | 11.5 | 10.4365 | 1 | 0.6
2015-11-11 23:00 | 12.4 | 11.2532 | 1 | 0.6
2015-11-12 | 12.1 | 10.981 | 1 | 0.6
2015-11-12 01:00 | 12 | 10.8902 | 1 | 0.6
2015-11-12 02:00 | 12 | 10.8902 | 1 | 0.6
2015-11-12 03:00 | 10.6 | 9.6197 | 0.88845 | 0.53307
2015-11-12 04:00 | 10.1 | 9.1659 | 0.76642 | 0.45985
2015-11-12 05:00 | 5.8 | 5.2636 | 0.13227 | 0.079364
2015-11-12 06:00 | 4.8 | 4.3561 | 0.068098 | 0.040859
2015-11-12 07:00 | 5.6 | 5.0821 | 0.11747 | 0.070482
2015-11-12 08:00 | 6.3 | 5.7174 | 0.17398 | 0.10439
2015-11-12 09:00 | 7.5 | 6.8064 | 0.30445 | 0.18267
2015-11-12 10:00 | 8.9 | 8.0769 | 0.5194 | 0.31164
2015-11-12 11:00 | 8.8 | 7.9862 | 0.50156 | 0.30094
2015-11-12 12:00 | 6.1 | 5.5359 | 0.15647 | 0.093883
2015-11-12 13:00 | 7.7 | 6.9879 | 0.33077 | 0.19846
2015-11-12 14:00 | 7.5 | 6.8064 | 0.30445 | 0.18267
2015-11-12 15:00 | 6.5 | 5.8989 | 0.19265 | 0.11559
2015-11-12 16:00 | 8.8 | 7.9862 | 0.50156 | 0.30094
2015-11-12 17:00 | 8.8 | 7.9862 | 0.50156 | 0.30094
2015-11-12 18:00 | 8.7 | 7.8954 | 0.48412 | 0.29047
2015-11-12 19:00 | 9.6 | 8.7122 | 0.6559 | 0.39354
2015-11-12 20:00 | 8.8 | 7.9862 | 0.50156 | 0.30094
2015-11-12 21:00 | 8.4 | 7.6232 | 0.43416 | 0.2605
2015-11-12 22:00 | 7.7 | 6.9879 | 0.33077 | 0.19846
2015-11-12 23:00 | 5.7 | 5.1729 | 0.12474 | 0.074845
2015-11-13 | 7.2 | 6.5341 | 0.26753 | 0.16052
2015-11-13 01:00 | 7.5 | 6.8064 | 0.30445 | 0.18267
2015-11-13 02:00 | 9.2 | 8.3492 | 0.57538 | 0.34523
2015-11-13 03:00 | 8.6 | 7.8047 | 0.46708 | 0.28025
2015-11-13 04:00 | 7.2 | 6.5341 | 0.26753 | 0.16052
2015-11-13 05:00 | 5.8 | 5.2636 | 0.13227 | 0.079364
2015-11-13 06:00 | 10.7 | 9.7105 | 0.91429 | 0.54857
2015-11-13 07:00 | 10.8 | 9.8012 | 0.94061 | 0.56437
2015-11-13 08:00 | 8.7 | 7.8954 | 0.48412 | 0.29047
2015-11-13 09:00 | 11.4 | 10.3457 | 1 | 0.6
2015-11-13 10:00 | 9.6 | 8.7122 | 0.6559 | 0.39354
2015-11-13 11:00 | 9.1 | 8.2584 | 0.5563 | 0.33378
2015-11-13 12:00 | 9.1 | 8.2584 | 0.5563 | 0.33378
2015-11-13 13:00 | 10.6 | 9.6197 | 0.88845 | 0.53307
2015-11-13 14:00 | 10.5 | 9.529 | 0.8631 | 0.51786
2015-11-13 15:00 | 8.5 | 7.7139 | 0.45043 | 0.27026
2015-11-13 16:00 | 11.2 | 10.1642 | 1 | 0.6
2015-11-13 17:00 | 8.9 | 8.0769 | 0.5194 | 0.31164
2015-11-13 18:00 | 12.2 | 11.0717 | 1 | 0.6
2015-11-13 19:00 | 13.4 | 12.1608 | 1 | 0.6
2015-11-13 20:00 | 10.1 | 9.1659 | 0.76642 | 0.45985
2015-11-13 21:00 | 11.4 | 10.3457 | 1 | 0.6
2015-11-13 22:00 | 12.3 | 11.1625 | 1 | 0.6
2015-11-13 23:00 | 13.4 | 12.1608 | 1 | 0.6
2015-11-14 | 9.8 | 8.8937 | 0.69876 | 0.41926
2015-11-14 01:00 | 12.9 | 11.707 | 1 | 0.6
2015-11-14 02:00 | 11.7 | 10.618 | 1 | 0.6
2015-11-14 03:00 | 10.4 | 9.4382 | 0.83822 | 0.50293
2015-11-14 04:00 | 9.1 | 8.2584 | 0.5563 | 0.33378
2015-11-14 05:00 | 11.7 | 10.618 | 1 | 0.6
2015-11-14 06:00 | 12.7 | 11.5255 | 1 | 0.6
2015-11-14 07:00 | 11.7 | 10.618 | 1 | 0.6
2015-11-14 08:00 | 12.1 | 10.981 | 1 | 0.6
2015-11-14 09:00 | 13.3 | 12.07 | 1 | 0.6
2015-11-14 10:00 | 12.3 | 11.1625 | 1 | 0.6
2015-11-14 11:00 | 10.6 | 9.6197 | 0.88845 | 0.53307
2015-11-14 12:00 | 11.2 | 10.1642 | 1 | 0.6
2015-11-14 13:00 | 10.6 | 9.6197 | 0.88845 | 0.53307
2015-11-14 14:00 | 13.2 | 11.9793 | 1 | 0.6
2015-11-14 15:00 | 12.5 | 11.344 | 1 | 0.6
2015-11-14 16:00 | 12.9 | 11.707 | 1 | 0.6
2015-11-14 17:00 | 10.6 | 9.6197 | 0.88845 | 0.53307
2015-11-14 18:00 | 10.9 | 9.892 | 0.96743 | 0.58046
2015-11-14 19:00 | 10.5 | 9.529 | 0.8631 | 0.51786
2015-11-14 20:00 | 10.6 | 9.6197 | 0.88845 | 0.53307
2015-11-14 21:00 | 16 | 14.5203 | 1 | 0.6
2015-11-14 22:00 | 15.3 | 13.885 | 1 | 0.6
2015-11-14 23:00 | 15.9 | 14.4296 | 1 | 0.6
2015-11-15 | 13.9 | 12.6145 | 1 | 0.6
2015-11-15 01:00 | 11.3 | 10.255 | 1 | 0.6
2015-11-15 02:00 | 12.2 | 11.0717 | 1 | 0.6
2015-11-15 03:00 | 14.7 | 13.3405 | 1 | 0.6
2015-11-15 04:00 | 10.3 | 9.3474 | 0.81382 | 0.48829
2015-11-15 05:00 | 8.4 | 7.6232 | 0.43416 | 0.2605
2015-11-15 06:00 | 8.6 | 7.8047 | 0.46708 | 0.28025
2015-11-15 07:00 | 7.4 | 6.7156 | 0.29181 | 0.17509
2015-11-15 08:00 | 7.4 | 6.7156 | 0.29181 | 0.17509
2015-11-15 09:00 | 7 | 6.3526 | 0.24456 | 0.14674
2015-11-15 10:00 | 6.6 | 5.9896 | 0.20242 | 0.12145
2015-11-15 11:00 | 5.2 | 4.7191 | 0.090889 | 0.054533
2015-11-15 12:00 | 6 | 5.4451 | 0.14813 | 0.08888
2015-11-15 13:00 | 1.6 | 1.452 | 0 | 0
2015-11-15 14:00 | 3.8 | 3.4486 | 0.025791 | 0.015474
2015-11-15 15:00 | 7 | 6.3526 | 0.24456 | 0.14674
2015-11-15 16:00 | 6.4 | 5.8081 | 0.18317 | 0.1099
2015-11-15 17:00 | 6.8 | 6.1711 | 0.22287 | 0.13372
2015-11-15 18:00 | 5.5 | 4.9914 | 0.11045 | 0.066272
2015-11-15 19:00 | 3.6 | 3.2671 | 0.019552 | 0.011731
2015-11-15 20:00 | 4.7 | 4.2653 | 0.062959 | 0.037775
2015-11-15 21:00 | 4.1 | 3.7208 | 0.036458 | 0.021875
2015-11-15 22:00 | 3.6 | 3.2671 | 0.019552 | 0.011731
2015-11-15 23:00 | 6.2 | 5.6266 | 0.16509 | 0.099052
2015-11-16 | 8.2 | 7.4417 | 0.40277 | 0.24166
2015-11-16 01:00 | 6.8 | 6.1711 | 0.22287 | 0.13372
2015-11-16 02:00 | 6.4 | 5.8081 | 0.18317 | 0.1099
2015-11-16 03:00 | 3.9 | 3.5393 | 0.029167 | 0.0175
2015-11-16 04:00 | 4.2 | 3.8116 | 0.040381 | 0.024229
2015-11-16 05:00 | 3.3 | 2.9948 | 0.011414 | 0.0068481
2015-11-16 06:00 | 2.5 | 2.2688 | 0 | 0
2015-11-16 07:00 | 1 | 0.90752 | 0 | 0
2015-11-16 08:00 | 1.5 | 1.3613 | 0 | 0
2015-11-16 09:00 | 0.3 | 0.27226 | 0 | 0
2015-11-16 10:00 | 0.3 | 0.27226 | 0 | 0
2015-11-16 11:00 | 2.3 | 2.0873 | 0 | 0
2015-11-16 12:00 | 1.4 | 1.2705 | 0 | 0
2015-11-16 13:00 | 2.6 | 2.3595 | 0 | 0
2015-11-16 14:00 | 1.9 | 1.7243 | 0 | 0
2015-11-16 15:00 | 1.1 | 0.99827 | 0 | 0
2015-11-16 16:00 | 2.5 | 2.2688 | 0 | 0
2015-11-16 17:00 | 1.4 | 1.2705 | 0 | 0
2015-11-16 18:00 | 1.7 | 1.5428 | 0 | 0
2015-11-16 19:00 | 0.8 | 0.72602 | 0 | 0
2015-11-16 20:00 | 0.4 | 0.36301 | 0 | 0
2015-11-16 21:00 | 0.4 | 0.36301 | 0 | 0
2015-11-16 22:00 | 0.4 | 0.36301 | 0 | 0
2015-11-16 23:00 | 0.5 | 0.45376 | 0 | 0
2015-11-17 | 1.7 | 1.5428 | 0 | 0
2015-11-17 01:00 | 0.7 | 0.63526 | 0 | 0
2015-11-17 02:00 | 0.8 | 0.72602 | 0 | 0
2015-11-17 03:00 | 1.6 | 1.452 | 0 | 0
2015-11-17 04:00 | 3.3 | 2.9948 | 0.011414 | 0.0068481
2015-11-17 05:00 | 2.9 | 2.6318 | 0.0026453 | 0.0015872
2015-11-17 06:00 | 2 | 1.815 | 0 | 0
2015-11-17 07:00 | 0.4 | 0.36301 | 0 | 0
2015-11-17 08:00 | 0.7 | 0.63526 | 0 | 0
2015-11-17 09:00 | 0.5 | 0.45376 | 0 | 0
2015-11-17 10:00 | 1.8 | 1.6335 | 0 | 0
2015-11-17 11:00 | 4.1 | 3.7208 | 0.036458 | 0.021875
2015-11-17 12:00 | 3 | 2.7226 | 0.0046278 | 0.0027767
2015-11-17 13:00 | 3.2 | 2.9041 | 0.0090073 | 0.0054044
2015-11-17 14:00 | 2.5 | 2.2688 | 0 | 0
2015-11-17 15:00 | 5 | 4.5376 | 0.079038 | 0.047423
2015-11-17 16:00 | 5.6 | 5.0821 | 0.11747 | 0.070482
2015-11-17 17:00 | 5.7 | 5.1729 | 0.12474 | 0.074845
2015-11-17 18:00 | 4.1 | 3.7208 | 0.036458 | 0.021875
2015-11-17 19:00 | 3.2 | 2.9041 | 0.0090073 | 0.0054044
2015-11-17 20:00 | 4.9 | 4.4468 | 0.073457 | 0.044074
2015-11-17 21:00 | 4.8 | 4.3561 | 0.068098 | 0.040859
2015-11-17 22:00 | 3.3 | 2.9948 | 0.011414 | 0.0068481
2015-11-17 23:00 | 1.1 | 0.99827 | 0 | 0
2015-11-18 | 2.7 | 2.4503 | 0 | 0
2015-11-18 01:00 | 1.1 | 0.99827 | 0 | 0
2015-11-18 02:00 | 1.5 | 1.3613 | 0 | 0
2015-11-18 03:00 | 0.5 | 0.45376 | 0 | 0
2015-11-18 04:00 | 1.4 | 1.2705 | 0 | 0
2015-11-18 05:00 | 0.4 | 0.36301 | 0 | 0
2015-11-18 06:00 | 1.7 | 1.5428 | 0 | 0
2015-11-18 07:00 | 1.9 | 1.7243 | 0 | 0
2015-11-18 08:00 | 1.9 | 1.7243 | 0 | 0
2015-11-18 09:00 | 2.4 | 2.178 | 0 | 0
2015-11-18 10:00 | 2.7 | 2.4503 | 0 | 0
2015-11-18 11:00 | 2.4 | 2.178 | 0 | 0
2015-11-18 12:00 | 2.9 | 2.6318 | 0.0026453 | 0.0015872
2015-11-18 13:00 | 0.3 | 0.27226 | 0 | 0
2015-11-18 14:00 | 4.5 | 4.0838 | 0.053317 | 0.03199
2015-11-18 15:00 | 3.9 | 3.5393 | 0.029167 | 0.0175
2015-11-18 16:00 | 3.5 | 3.1763 | 0.016681 | 0.010009
2015-11-18 17:00 | 3.6 | 3.2671 | 0.019552 | 0.011731
2015-11-18 18:00 | 2.1 | 1.9058 | 0 | 0
2015-11-18 19:00 | 2.4 | 2.178 | 0 | 0
2015-11-18 20:00 | 0.9 | 0.81677 | 0 | 0
2015-11-18 21:00 | 2.4333 | 2.2083 | 0 | 0
2015-11-18 22:00 | 3.9667 | 3.5998 | 0.031517 | 0.01891
2015-11-18 23:00 | 5.5 | 4.9914 | 0.11045 | 0.066272
2015-11-19 | 6.3 | 5.7174 | 0.17398 | 0.10439
2015-11-19 01:00 | 6.4 | 5.8081 | 0.18317 | 0.1099
2015-11-19 02:00 | 7.1 | 6.4434 | 0.25588 | 0.15353
2015-11-19 03:00 | 6.8 | 6.1711 | 0.22287 | 0.13372
2015-11-19 04:00 | 7 | 6.3526 | 0.24456 | 0.14674
2015-11-19 05:00 | 6.5 | 5.8989 | 0.19265 | 0.11559
2015-11-19 06:00 | 6.6 | 5.9896 | 0.20242 | 0.12145
2015-11-19 07:00 | 6.3 | 5.7174 | 0.17398 | 0.10439
2015-11-19 08:00 | 5.6 | 5.0821 | 0.11747 | 0.070482
2015-11-19 09:00 | 5.6 | 5.0821 | 0.11747 | 0.070482
2015-11-19 10:00 | 2.9 | 2.6318 | 0.0026453 | 0.0015872
2015-11-19 11:00 | 1.4 | 1.2705 | 0 | 0
2015-11-19 12:00 | 1.2 | 1.089 | 0 | 0
2015-11-19 13:00 | 1.4 | 1.2705 | 0 | 0
2015-11-19 14:00 | 1.4 | 1.2705 | 0 | 0
2015-11-19 15:00 | 3.3 | 2.9948 | 0.011414 | 0.0068481
2015-11-19 16:00 | 2 | 1.815 | 0 | 0
2015-11-19 17:00 | 1.3 | 1.1798 | 0 | 0
2015-11-19 18:00 | 2.7 | 2.4503 | 0 | 0
2015-11-19 19:00 | 1.7 | 1.5428 | 0 | 0
2015-11-19 20:00 | 1.8 | 1.6335 | 0 | 0
2015-11-19 21:00 | 1.7333 | 1.573 | 0 | 0
2015-11-19 22:00 | 1.6667 | 1.5125 | 0 | 0
2015-11-19 23:00 | 1.6 | 1.452 | 0 | 0
2015-11-20 | 1.2 | 1.089 | 0 | 0
2015-11-20 01:00 | 1.7 | 1.5428 | 0 | 0
2015-11-20 02:00 | 2.3 | 2.0873 | 0 | 0
2015-11-20 03:00 | 1.7 | 1.5428 | 0 | 0
2015-11-20 04:00 | 1.6 | 1.452 | 0 | 0
2015-11-20 05:00 | 2.3 | 2.0873 | 0 | 0
2015-11-20 06:00 | 2.7 | 2.4503 | 0 | 0
2015-11-20 07:00 | 2.1 | 1.9058 | 0 | 0
2015-11-20 08:00 | 4.6 | 4.1746 | 0.058033 | 0.03482
2015-11-20 09:00 | 3 | 2.7226 | 0.0046278 | 0.0027767
2015-11-20 10:00 | 2.1 | 1.9058 | 0 | 0
2015-11-20 11:00 | 1 | 0.90752 | 0 | 0
2015-11-20 12:00 | 1.4 | 1.2705 | 0 | 0
2015-11-20 13:00 | 2.2 | 1.9965 | 0 | 0
2015-11-20 14:00 | 1.5 | 1.3613 | 0 | 0
2015-11-20 15:00 | 3.7 | 3.3578 | 0.022587 | 0.013552
2015-11-20 16:00 | 1.9 | 1.7243 | 0 | 0
2015-11-20 17:00 | 4.2 | 3.8116 | 0.040381 | 0.024229
2015-11-20 18:00 | 4.7 | 4.2653 | 0.062959 | 0.037775
2015-11-20 19:00 | 6.5 | 5.8989 | 0.19265 | 0.11559
2015-11-20 20:00 | 4.3 | 3.9023 | 0.044496 | 0.026697
2015-11-20 21:00 | 3.8 | 3.4486 | 0.025791 | 0.015474
2015-11-20 22:00 | 2.2 | 1.9965 | 0 | 0
2015-11-20 23:00 | 2.9 | 2.6318 | 0.0026453 | 0.0015872
2015-11-21 | 0.5 | 0.45376 | 0 | 0
2015-11-21 01:00 | 1.3 | 1.1798 | 0 | 0
2015-11-21 02:00 | 1.8 | 1.6335 | 0 | 0
2015-11-21 03:00 | 1.4 | 1.2705 | 0 | 0
2015-11-21 04:00 | 1.5 | 1.3613 | 0 | 0
2015-11-21 05:00 | 4.1 | 3.7208 | 0.036458 | 0.021875
2015-11-21 06:00 | 1.1 | 0.99827 | 0 | 0
2015-11-21 07:00 | 4.6 | 4.1746 | 0.058033 | 0.03482
2015-11-21 08:00 | 5.2 | 4.7191 | 0.090889 | 0.054533
2015-11-21 09:00 | 3.9 | 3.5393 | 0.029167 | 0.0175
2015-11-21 10:00 | 3.6 | 3.2671 | 0.019552 | 0.011731
2015-11-21 11:00 | 3.5 | 3.1763 | 0.016681 | 0.010009
2015-11-21 12:00 | 2.7 | 2.4503 | 0 | 0
2015-11-21 13:00 | 1.1 | 0.99827 | 0 | 0
2015-11-21 14:00 | 2.4 | 2.178 | 0 | 0
2015-11-21 15:00 | 1.6 | 1.452 | 0 | 0
2015-11-21 16:00 | 1.5 | 1.3613 | 0 | 0
2015-11-21 17:00 | 3 | 2.7226 | 0.0046278 | 0.0027767
2015-11-21 18:00 | 3.1 | 2.8133 | 0.0067469 | 0.0040482
2015-11-21 19:00 | 1.6 | 1.452 | 0 | 0
2015-11-21 20:00 | 3.4 | 3.0856 | 0.01397 | 0.008382
2015-11-21 21:00 | 5.8 | 5.2636 | 0.13227 | 0.079364
2015-11-21 22:00 | 6.3 | 5.7174 | 0.17398 | 0.10439
2015-11-21 23:00 | 2 | 1.815 | 0 | 0
2015-11-22 | 1 | 0.90752 | 0 | 0
2015-11-22 01:00 | 2.7 | 2.4503 | 0 | 0
2015-11-22 02:00 | 2.9 | 2.6318 | 0.0026453 | 0.0015872
2015-11-22 03:00 | 3.9 | 3.5393 | 0.029167 | 0.0175
2015-11-22 04:00 | 3 | 2.7226 | 0.0046278 | 0.0027767
2015-11-22 05:00 | 2.2 | 1.9965 | 0 | 0
2015-11-22 06:00 | 1.4 | 1.2705 | 0 | 0
2015-11-22 07:00 | 2.6 | 2.3595 | 0 | 0
2015-11-22 08:00 | 1.8 | 1.6335 | 0 | 0
2015-11-22 09:00 | 8.6 | 7.8047 | 0.46708 | 0.28025
2015-11-22 10:00 | 6 | 5.4451 | 0.14813 | 0.08888
2015-11-22 11:00 | 5.2 | 4.7191 | 0.090889 | 0.054533
2015-11-22 12:00 | 10 | 9.0752 | 0.74342 | 0.44605
2015-11-22 13:00 | 9.6 | 8.7122 | 0.6559 | 0.39354
2015-11-22 14:00 | 8.1 | 7.3509 | 0.38764 | 0.23259
2015-11-22 15:00 | 7.1 | 6.4434 | 0.25588 | 0.15353
2015-11-22 16:00 | 8.4 | 7.6232 | 0.43416 | 0.2605
2015-11-22 17:00 | 4.7 | 4.2653 | 0.062959 | 0.037775
2015-11-22 18:00 | 3.2 | 2.9041 | 0.0090073 | 0.0054044
2015-11-22 19:00 | 4.5 | 4.0838 | 0.053317 | 0.03199
2015-11-22 20:00 | 4.1 | 3.7208 | 0.036458 | 0.021875
2015-11-22 21:00 | 6 | 5.4451 | 0.14813 | 0.08888
2015-11-22 22:00 | 5 | 4.5376 | 0.079038 | 0.047423
2015-11-22 23:00 | 4.6 | 4.1746 | 0.058033 | 0.03482
2015-11-23 | 4.3 | 3.9023 | 0.044496 | 0.026697
2015-11-23 01:00 | 2.3 | 2.0873 | 0 | 0
2015-11-23 02:00 | 4.2 | 3.8116 | 0.040381 | 0.024229
2015-11-23 03:00 | 4.7 | 4.2653 | 0.062959 | 0.037775
2015-11-23 04:00 | 4 | 3.6301 | 0.032721 | 0.019633
2015-11-23 05:00 | 4.2 | 3.8116 | 0.040381 | 0.024229
2015-11-23 06:00 | 3.2 | 2.9041 | 0.0090073 | 0.0054044
2015-11-23 07:00 | 3.2 | 2.9041 | 0.0090073 | 0.0054044
2015-11-23 08:00 | 2.7 | 2.4503 | 0 | 0
2015-11-23 09:00 | 4.5 | 4.0838 | 0.053317 | 0.03199
2015-11-23 10:00 | 2.8 | 2.5411 | 0.00079489 | 0.00047693
2015-11-23 11:00 | 3.8 | 3.4486 | 0.025791 | 0.015474
2015-11-23 12:00 | 3.5 | 3.1763 | 0.016681 | 0.010009
2015-11-23 13:00 | 1.2 | 1.089 | 0 | 0
2015-11-23 14:00 | 3.7 | 3.3578 | 0.022587 | 0.013552
2015-11-23 15:00 | 1.8 | 1.6335 | 0 | 0
2015-11-23 16:00 | 0.7 | 0.63526 | 0 | 0
2015-11-23 17:00 | 0.9 | 0.81677 | 0 | 0
2015-11-23 18:00 | 1.9 | 1.7243 | 0 | 0
2015-11-23 19:00 | 3.1 | 2.8133 | 0.0067469 | 0.0040482
2015-11-23 20:00 | 3.5 | 3.1763 | 0.016681 | 0.010009
2015-11-23 21:00 | 2.2 | 1.9965 | 0 | 0
2015-11-23 22:00 | 3 | 2.7226 | 0.0046278 | 0.0027767
2015-11-23 23:00 | 1.4 | 1.2705 | 0 | 0
2015-11-24 | 2.6 | 2.3595 | 0 | 0
2015-11-24 01:00 | 5.3 | 4.8099 | 0.097168 | 0.058301
2015-11-24 02:00 | 4.7 | 4.2653 | 0.062959 | 0.037775
2015-11-24 03:00 | 3.6 | 3.2671 | 0.019552 | 0.011731
2015-11-24 04:00 | 6.9 | 6.2619 | 0.23356 | 0.14014
2015-11-24 05:00 | 10.2 | 9.2567 | 0.78989 | 0.47393
2015-11-24 06:00 | 11 | 9.9827 | 0.99474 | 0.59684
2015-11-24 07:00 | 11.4 | 10.3457 | 1 | 0.6
2015-11-24 08:00 | 10.5 | 9.529 | 0.8631 | 0.51786
2015-11-24 09:00 | 9.1 | 8.2584 | 0.5563 | 0.33378
2015-11-24 10:00 | 8.7 | 7.8954 | 0.48412 | 0.29047
2015-11-24 11:00 | 10 | 9.0752 | 0.74342 | 0.44605
2015-11-24 12:00 | 9.2 | 8.3492 | 0.57538 | 0.34523
2015-11-24 13:00 | 11 | 9.9827 | 0.99474 | 0.59684
2015-11-24 14:00 | 9.8 | 8.8937 | 0.69876 | 0.41926
2015-11-24 15:00 | 11.9 | 10.7995 | 1 | 0.6
2015-11-24 16:00 | 12.4 | 11.2532 | 1 | 0.6
2015-11-24 17:00 | 11.9 | 10.7995 | 1 | 0.6
2015-11-24 18:00 | 12.9 | 11.707 | 1 | 0.6
2015-11-24 19:00 | 14.8 | 13.4313 | 1 | 0.6
2015-11-24 20:00 | 13.9 | 12.6145 | 1 | 0.6
2015-11-24 21:00 | 14.1 | 12.796 | 1 | 0.6
2015-11-24 22:00 | 13.8 | 12.5238 | 1 | 0.6
2015-11-24 23:00 | 14.6 | 13.2498 | 1 | 0.6
2015-11-25 | 13.3 | 12.07 | 1 | 0.6
2015-11-25 01:00 | 11.8 | 10.7087 | 1 | 0.6
2015-11-25 02:00 | 10.4 | 9.4382 | 0.83822 | 0.50293
2015-11-25 03:00 | 10.6 | 9.6197 | 0.88845 | 0.53307
2015-11-25 04:00 | 10.4 | 9.4382 | 0.83822 | 0.50293
2015-11-25 05:00 | 11 | 9.9827 | 0.99474 | 0.59684
2015-11-25 06:00 | 10.9 | 9.892 | 0.96743 | 0.58046
2015-11-25 07:00 | 9.2 | 8.3492 | 0.57538 | 0.34523
2015-11-25 08:00 | 10.7 | 9.7105 | 0.91429 | 0.54857
2015-11-25 09:00 | 9 | 8.1677 | 0.53765 | 0.32259
2015-11-25 10:00 | 9.1 | 8.2584 | 0.5563 | 0.33378
2015-11-25 11:00 | 9.8 | 8.8937 | 0.69876 | 0.41926
2015-11-25 12:00 | 10.9 | 9.892 | 0.96743 | 0.58046
2015-11-25 13:00 | 10.9 | 9.892 | 0.96743 | 0.58046
2015-11-25 14:00 | 11.1 | 10.0735 | 1 | 0.6
2015-11-25 15:00 | 10.6 | 9.6197 | 0.88845 | 0.53307
2015-11-25 16:00 | 10.7 | 9.7105 | 0.91429 | 0.54857
2015-11-25 17:00 | 9.5 | 8.6214 | 0.63512 | 0.38107
2015-11-25 18:00 | 10.7 | 9.7105 | 0.91429 | 0.54857
2015-11-25 19:00 | 12.4 | 11.2532 | 1 | 0.6
2015-11-25 20:00 | 11.3 | 10.255 | 1 | 0.6
2015-11-25 21:00 | 11.7 | 10.618 | 1 | 0.6
2015-11-25 22:00 | 13.3 | 12.07 | 1 | 0.6
2015-11-25 23:00 | 12.4 | 11.2532 | 1 | 0.6
2015-11-26 | 12.5 | 11.344 | 1 | 0.6
2015-11-26 01:00 | 13.6 | 12.3423 | 1 | 0.6
2015-11-26 02:00 | 13.1 | 11.8885 | 1 | 0.6
2015-11-26 03:00 | 12 | 10.8902 | 1 | 0.6
2015-11-26 04:00 | 11.4 | 10.3457 | 1 | 0.6
2015-11-26 05:00 | 10.9 | 9.892 | 0.96743 | 0.58046
2015-11-26 06:00 | 11.4 | 10.3457 | 1 | 0.6
2015-11-26 07:00 | 9.4 | 8.5307 | 0.61478 | 0.36887
2015-11-26 08:00 | 11.8 | 10.7087 | 1 | 0.6
2015-11-26 09:00 | 11 | 9.9827 | 0.99474 | 0.59684
2015-11-26 10:00 | 11.5 | 10.4365 | 1 | 0.6
2015-11-26 11:00 | 12.4 | 11.2532 | 1 | 0.6
2015-11-26 12:00 | 12.4 | 11.2532 | 1 | 0.6
2015-11-26 13:00 | 12.6 | 11.4347 | 1 | 0.6
2015-11-26 14:00 | 10.1 | 9.1659 | 0.76642 | 0.45985
2015-11-26 15:00 | 13.6 | 12.3423 | 1 | 0.6
2015-11-26 16:00 | 13.3 | 12.07 | 1 | 0.6
2015-11-26 17:00 | 12.5 | 11.344 | 1 | 0.6
2015-11-26 18:00 | 14.6 | 13.2498 | 1 | 0.6
2015-11-26 19:00 | 15.7 | 14.2481 | 1 | 0.6
2015-11-26 20:00 | 15.2 | 13.7943 | 1 | 0.6
2015-11-26 21:00 | 14.3 | 12.9775 | 1 | 0.6
2015-11-26 22:00 | 13.9 | 12.6145 | 1 | 0.6
2015-11-26 23:00 | 13.5 | 12.2515 | 1 | 0.6
2015-11-27 | 14.8 | 13.4313 | 1 | 0.6
2015-11-27 01:00 | 11.4 | 10.3457 | 1 | 0.6
2015-11-27 02:00 | 13.8 | 12.5238 | 1 | 0.6
2015-11-27 03:00 | 14.9 | 13.522 | 1 | 0.6
2015-11-27 04:00 | 13.8 | 12.5238 | 1 | 0.6
2015-11-27 05:00 | 16.4 | 14.8833 | 1 | 0.6
2015-11-27 06:00 | 14.2 | 12.8868 | 1 | 0.6
2015-11-27 07:00 | 15.5 | 14.0665 | 1 | 0.6
2015-11-27 08:00 | 14.5 | 13.159 | 1 | 0.6
2015-11-27 09:00 | 15 | 13.6128 | 1 | 0.6
2015-11-27 10:00 | 16.6 | 15.0648 | 1 | 0.6
2015-11-27 11:00 | 18.9 | 17.1521 | 1 | 0.6
2015-11-27 12:00 | 20.6 | 18.6949 | 1 | 0.6
2015-11-27 13:00 | 20.2 | 18.3319 | 1 | 0.6
2015-11-27 14:00 | 20.8 | 18.8764 | 1 | 0.6
2015-11-27 15:00 | 23.4 | 21.2359 | 1 | 0.6
2015-11-27 16:00 | 23.3 | 21.1452 | 1 | 0.6
2015-11-27 17:00 | 20.15 | 18.2865 | 1 | 0.6
2015-11-27 18:00 | 17 | 15.4278 | 1 | 0.6
2015-11-27 19:00 | 14.7 | 13.3405 | 1 | 0.6
2015-11-27 20:00 | 14 | 12.7053 | 1 | 0.6
2015-11-27 21:00 | 15.1333 | 13.7338 | 1 | 0.6
2015-11-27 22:00 | 16.2667 | 14.7623 | 1 | 0.6
2015-11-27 23:00 | 17.4 | 15.7908 | 1 | 0.6
2015-11-28 | 15.6 | 14.1573 | 1 | 0.6
2015-11-28 01:00 | 13.9 | 12.6145 | 1 | 0.6
2015-11-28 02:00 | 14.6 | 13.2498 | 1 | 0.6
2015-11-28 03:00 | 15.5 | 14.0665 | 1 | 0.6
2015-11-28 04:00 | 14.6 | 13.2498 | 1 | 0.6
2015-11-28 05:00 | 15.6 | 14.1573 | 1 | 0.6
2015-11-28 06:00 | 16.2 | 14.7018 | 1 | 0.6
2015-11-28 07:00 | 15.8 | 14.3388 | 1 | 0.6
2015-11-28 08:00 | 14.9 | 13.522 | 1 | 0.6
2015-11-28 09:00 | 14.4 | 13.0683 | 1 | 0.6
2015-11-28 10:00 | 13.9 | 12.6145 | 1 | 0.6
2015-11-28 11:00 | 16.4 | 14.8833 | 1 | 0.6
2015-11-28 12:00 | 14.8 | 13.4313 | 1 | 0.6
2015-11-28 13:00 | 15.1 | 13.7035 | 1 | 0.6
2015-11-28 14:00 | 15.5 | 14.0665 | 1 | 0.6
2015-11-28 15:00 | 14.4 | 13.0683 | 1 | 0.6
2015-11-28 16:00 | 15.5 | 14.0665 | 1 | 0.6
2015-11-28 17:00 | 17.9 | 16.2446 | 1 | 0.6
2015-11-28 18:00 | 17.1 | 15.5186 | 1 | 0.6
2015-11-28 19:00 | 17 | 15.4278 | 1 | 0.6
2015-11-28 20:00 | 16.3 | 14.7926 | 1 | 0.6
2015-11-28 21:00 | 15.5 | 14.0665 | 1 | 0.6
2015-11-28 22:00 | 15.9 | 14.4296 | 1 | 0.6
2015-11-28 23:00 | 14.4 | 13.0683 | 1 | 0.6
2015-11-29 | 13.8 | 12.5238 | 1 | 0.6
2015-11-29 01:00 | 15 | 13.6128 | 1 | 0.6
2015-11-29 02:00 | 12.7 | 11.5255 | 1 | 0.6
2015-11-29 03:00 | 13 | 11.7977 | 1 | 0.6
2015-11-29 04:00 | 13 | 11.7977 | 1 | 0.6
2015-11-29 05:00 | 12.2 | 11.0717 | 1 | 0.6
2015-11-29 06:00 | 13.7 | 12.433 | 1 | 0.6
2015-11-29 07:00 | 13.6 | 12.3423 | 1 | 0.6
2015-11-29 08:00 | 12.7 | 11.5255 | 1 | 0.6
2015-11-29 09:00 | 11.9 | 10.7995 | 1 | 0.6
2015-11-29 10:00 | 13 | 11.7977 | 1 | 0.6
2015-11-29 11:00 | 16.1 | 14.6111 | 1 | 0.6
2015-11-29 12:00 | 13.2 | 11.9793 | 1 | 0.6
2015-11-29 13:00 | 14.4 | 13.0683 | 1 | 0.6
2015-11-29 14:00 | 4.8 | 4.3561 | 0.068098 | 0.040859
2015-11-29 15:00 | 8.6 | 7.8047 | 0.46708 | 0.28025
2015-11-29 16:00 | 10 | 9.0752 | 0.74342 | 0.44605
2015-11-29 17:00 | 10.9 | 9.892 | 0.96743 | 0.58046
2015-11-29 18:00 | 10.9 | 9.892 | 0.96743 | 0.58046
2015-11-29 19:00 | 13.3 | 12.07 | 1 | 0.6
2015-11-29 20:00 | 10.6 | 9.6197 | 0.88845 | 0.53307
2015-11-29 21:00 | 9.2 | 8.3492 | 0.57538 | 0.34523
2015-11-29 22:00 | 10.3 | 9.3474 | 0.81382 | 0.48829
2015-11-29 23:00 | 13.2 | 11.9793 | 1 | 0.6
2015-11-30 | 11.2 | 10.1642 | 1 | 0.6
2015-11-30 01:00 | 16 | 14.5203 | 1 | 0.6
2015-11-30 02:00 | 14.4 | 13.0683 | 1 | 0.6
2015-11-30 03:00 | 13.2 | 11.9793 | 1 | 0.6
2015-11-30 04:00 | 15.8 | 14.3388 | 1 | 0.6
2015-11-30 05:00 | 14 | 12.7053 | 1 | 0.6
2015-11-30 06:00 | 11.7 | 10.618 | 1 | 0.6
2015-11-30 07:00 | 11.4 | 10.3457 | 1 | 0.6
2015-11-30 08:00 | 12.3 | 11.1625 | 1 | 0.6
2015-11-30 09:00 | 15.9 | 14.4296 | 1 | 0.6
2015-11-30 10:00 | 13.7 | 12.433 | 1 | 0.6
2015-11-30 11:00 | 11.3 | 10.255 | 1 | 0.6
2015-11-30 12:00 | 11.2 | 10.1642 | 1 | 0.6
2015-11-30 13:00 | 10.5 | 9.529 | 0.8631 | 0.51786
2015-11-30 14:00 | 11.9 | 10.7995 | 1 | 0.6
2015-11-30 15:00 | 13.3 | 12.07 | 1 | 0.6
2015-11-30 16:00 | 13.7 | 12.433 | 1 | 0.6
2015-11-30 17:00 | 14.1 | 12.796 | 1 | 0.6
2015-11-30 18:00 | 14.5 | 13.159 | 1 | 0.6
2015-11-30 19:00 | 13.3 | 12.07 | 1 | 0.6
2015-11-30 20:00 | 13.1 | 11.8885 | 1 | 0.6
2015-11-30 21:00 | 12.5 | 11.344 | 1 | 0.6
2015-11-30 22:00 | 11.5 | 10.4365 | 1 | 0.6
2015-11-30 23:00 | 9.1 | 8.2584 | 0.5563 | 0.33378
2015-12-01 | 9.3 | 8.4399 | 0.59487 | 0.35692
2015-12-01 01:00 | 6.4 | 5.8081 | 0.18317 | 0.1099
2015-12-01 02:00 | 4.1 | 3.7208 | 0.036458 | 0.021875
2015-12-01 03:00 | 3.4 | 3.0856 | 0.01397 | 0.008382
2015-12-01 04:00 | 3.6 | 3.2671 | 0.019552 | 0.011731
2015-12-01 05:00 | 5 | 4.5376 | 0.079038 | 0.047423
2015-12-01 06:00 | 4.3 | 3.9023 | 0.044496 | 0.026697
2015-12-01 07:00 | 6.1 | 5.5359 | 0.15647 | 0.093883
2015-12-01 08:00 | 6.8 | 6.1711 | 0.22287 | 0.13372
2015-12-01 09:00 | 3 | 2.7226 | 0.0046278 | 0.0027767
2015-12-01 10:00 | 4.8 | 4.3561 | 0.068098 | 0.040859
2015-12-01 11:00 | 7.2 | 6.5341 | 0.26753 | 0.16052
2015-12-01 12:00 | 5.1 | 4.6283 | 0.084847 | 0.050908
2015-12-01 13:00 | 5.2 | 4.7191 | 0.090889 | 0.054533
2015-12-01 14:00 | 5.1 | 4.6283 | 0.084847 | 0.050908
2015-12-01 15:00 | 5.2 | 4.7191 | 0.090889 | 0.054533
2015-12-01 16:00 | 4.5 | 4.0838 | 0.053317 | 0.03199
2015-12-01 17:00 | 3.6 | 3.2671 | 0.019552 | 0.011731
2015-12-01 18:00 | 4.5 | 4.0838 | 0.053317 | 0.03199
2015-12-01 19:00 | 3 | 2.7226 | 0.0046278 | 0.0027767
2015-12-01 20:00 | 3.4 | 3.0856 | 0.01397 | 0.008382
2015-12-01 21:00 | 4.2 | 3.8116 | 0.040381 | 0.024229
2015-12-01 22:00 | 4.5 | 4.0838 | 0.053317 | 0.03199
2015-12-01 23:00 | 3.5 | 3.1763 | 0.016681 | 0.010009
2015-12-02 | 4.7 | 4.2653 | 0.062959 | 0.037775
2015-12-02 01:00 | 4.3 | 3.9023 | 0.044496 | 0.026697
2015-12-02 02:00 | 4 | 3.6301 | 0.032721 | 0.019633
2015-12-02 03:00 | 4.4 | 3.9931 | 0.048806 | 0.029284
2015-12-02 04:00 | 3.6 | 3.2671 | 0.019552 | 0.011731
2015-12-02 05:00 | 4.3 | 3.9023 | 0.044496 | 0.026697
2015-12-02 06:00 | 5.4 | 4.9006 | 0.10369 | 0.062213
2015-12-02 07:00 | 5.2 | 4.7191 | 0.090889 | 0.054533
2015-12-02 08:00 | 3.2 | 2.9041 | 0.0090073 | 0.0054044
2015-12-02 09:00 | 4.2 | 3.8116 | 0.040381 | 0.024229
2015-12-02 10:00 | 6.2 | 5.6266 | 0.16509 | 0.099052
2015-12-02 11:00 | 6.2 | 5.6266 | 0.16509 | 0.099052
2015-12-02 12:00 | 7.9 | 7.1694 | 0.35849 | 0.21509
2015-12-02 13:00 | 5.1 | 4.6283 | 0.084847 | 0.050908
2015-12-02 14:00 | 3.7 | 3.3578 | 0.022587 | 0.013552
2015-12-02 15:00 | 6.4 | 5.8081 | 0.18317 | 0.1099
2015-12-02 16:00 | 5.7 | 5.1729 | 0.12474 | 0.074845
2015-12-02 17:00 | 4.9 | 4.4468 | 0.073457 | 0.044074
2015-12-02 18:00 | 4.5 | 4.0838 | 0.053317 | 0.03199
2015-12-02 19:00 | 3.1 | 2.8133 | 0.0067469 | 0.0040482
2015-12-02 20:00 | 1.9 | 1.7243 | 0 | 0
2015-12-02 21:00 | 0.6 | 0.54451 | 0 | 0
2015-12-02 22:00 | 2.5 | 2.2688 | 0 | 0
2015-12-02 23:00 | 4.2 | 3.8116 | 0.040381 | 0.024229
2015-12-03 | 4.2 | 3.8116 | 0.040381 | 0.024229
2015-12-03 01:00 | 5.8 | 5.2636 | 0.13227 | 0.079364
2015-12-03 02:00 | 6.6 | 5.9896 | 0.20242 | 0.12145
2015-12-03 03:00 | 6.3 | 5.7174 | 0.17398 | 0.10439
2015-12-03 04:00 | 8.3 | 7.5324 | 0.41828 | 0.25097
2015-12-03 05:00 | 8.2 | 7.4417 | 0.40277 | 0.24166
2015-12-03 06:00 | 8.3 | 7.5324 | 0.41828 | 0.25097
2015-12-03 07:00 | 7 | 6.3526 | 0.24456 | 0.14674
2015-12-03 08:00 | 7.1 | 6.4434 | 0.25588 | 0.15353
2015-12-03 09:00 | 7.5 | 6.8064 | 0.30445 | 0.18267
2015-12-03 10:00 | 4.5 | 4.0838 | 0.053317 | 0.03199
2015-12-03 11:00 | 4.5 | 4.0838 | 0.053317 | 0.03199
2015-12-03 12:00 | 4 | 3.6301 | 0.032721 | 0.019633
2015-12-03 13:00 | 3.9 | 3.5393 | 0.029167 | 0.0175
2015-12-03 14:00 | 5.6 | 5.0821 | 0.11747 | 0.070482
2015-12-03 15:00 | 4.2 | 3.8116 | 0.040381 | 0.024229
2015-12-03 16:00 | 4.3 | 3.9023 | 0.044496 | 0.026697
2015-12-03 17:00 | 3.5 | 3.1763 | 0.016681 | 0.010009
2015-12-03 18:00 | 5.7 | 5.1729 | 0.12474 | 0.074845
2015-12-03 19:00 | 4.8 | 4.3561 | 0.068098 | 0.040859
2015-12-03 20:00 | 4.6 | 4.1746 | 0.058033 | 0.03482
2015-12-03 21:00 | 2.9 | 2.6318 | 0.0026453 | 0.0015872
2015-12-03 22:00 | 3.5 | 3.1763 | 0.016681 | 0.010009
2015-12-03 23:00 | 1.9 | 1.7243 | 0 | 0
2015-12-04 | 0.8 | 0.72602 | 0 | 0
2015-12-04 01:00 | 4.4 | 3.9931 | 0.048806 | 0.029284
2015-12-04 02:00 | 1.9 | 1.7243 | 0 | 0
2015-12-04 03:00 | 1.5 | 1.3613 | 0 | 0
2015-12-04 04:00 | 2 | 1.815 | 0 | 0
2015-12-04 05:00 | 3.8 | 3.4486 | 0.025791 | 0.015474
2015-12-04 06:00 | 4.8 | 4.3561 | 0.068098 | 0.040859
2015-12-04 07:00 | 4.4 | 3.9931 | 0.048806 | 0.029284
2015-12-04 08:00 | 3.9 | 3.5393 | 0.029167 | 0.0175
2015-12-04 09:00 | 4.2 | 3.8116 | 0.040381 | 0.024229
2015-12-04 10:00 | 3.7 | 3.3578 | 0.022587 | 0.013552
2015-12-04 11:00 | 5.1 | 4.6283 | 0.084847 | 0.050908
2015-12-04 12:00 | 4.2 | 3.8116 | 0.040381 | 0.024229
2015-12-04 13:00 | 1.8 | 1.6335 | 0 | 0
2015-12-04 14:00 | 1.1 | 0.99827 | 0 | 0
2015-12-04 15:00 | 2.6 | 2.3595 | 0 | 0
2015-12-04 16:00 | 2 | 1.815 | 0 | 0
2015-12-04 17:00 | 1.5 | 1.3613 | 0 | 0
2015-12-04 18:00 | 1.7 | 1.5428 | 0 | 0
2015-12-04 19:00 | 1.3 | 1.1798 | 0 | 0
2015-12-04 20:00 | 0.2 | 0.1815 | 0 | 0
2015-12-04 21:00 | 0.4 | 0.36301 | 0 | 0
2015-12-04 22:00 | 0.6 | 0.54451 | 0 | 0
2015-12-04 23:00 | 1.6 | 1.452 | 0 | 0
2015-12-05 | 2.1 | 1.9058 | 0 | 0
2015-12-05 01:00 | 1.4 | 1.2705 | 0 | 0
2015-12-05 02:00 | 1 | 0.90752 | 0 | 0
2015-12-05 03:00 | 1.2 | 1.089 | 0 | 0
2015-12-05 04:00 | 0.6 | 0.54451 | 0 | 0
2015-12-05 05:00 | 1.3 | 1.1798 | 0 | 0
2015-12-05 06:00 | 0.9 | 0.81677 | 0 | 0
2015-12-05 07:00 | 1.3 | 1.1798 | 0 | 0
2015-12-05 08:00 | 1.2 | 1.089 | 0 | 0
2015-12-05 09:00 | 1.2 | 1.089 | 0 | 0
2015-12-05 10:00 | 1.5 | 1.3613 | 0 | 0
2015-12-05 11:00 | 1.7 | 1.5428 | 0 | 0
2015-12-05 12:00 | 1.6 | 1.452 | 0 | 0
2015-12-05 13:00 | 2.2 | 1.9965 | 0 | 0
2015-12-05 14:00 | 3.5 | 3.1763 | 0.016681 | 0.010009
2015-12-05 15:00 | 1.6 | 1.452 | 0 | 0
2015-12-05 16:00 | 1.9 | 1.7243 | 0 | 0
2015-12-05 17:00 | 2.2 | 1.9965 | 0 | 0
2015-12-05 18:00 | 1.1 | 0.99827 | 0 | 0
2015-12-05 19:00 | 3.5 | 3.1763 | 0.016681 | 0.010009
2015-12-05 20:00 | 0.7 | 0.63526 | 0 | 0
2015-12-05 21:00 | 2.5 | 2.2688 | 0 | 0
2015-12-05 22:00 | 12 | 10.8902 | 1 | 0.6
2015-12-05 23:00 | 13.5 | 12.2515 | 1 | 0.6
2015-12-06 | 16.5 | 14.9741 | 1 | 0.6
2015-12-06 01:00 | 16.3 | 14.7926 | 1 | 0.6
2015-12-06 02:00 | 17.2 | 15.6093 | 1 | 0.6
2015-12-06 03:00 | 16.1 | 14.6111 | 1 | 0.6
2015-12-06 04:00 | 12.8 | 11.6162 | 1 | 0.6
2015-12-06 05:00 | 11.5 | 10.4365 | 1 | 0.6
2015-12-06 06:00 | 15.2 | 13.7943 | 1 | 0.6
2015-12-06 07:00 | 11.3 | 10.255 | 1 | 0.6
2015-12-06 08:00 | 12.9 | 11.707 | 1 | 0.6
2015-12-06 09:00 | 12.6 | 11.4347 | 1 | 0.6
2015-12-06 10:00 | 11.7 | 10.618 | 1 | 0.6
2015-12-06 11:00 | 11.3 | 10.255 | 1 | 0.6
2015-12-06 12:00 | 11.8 | 10.7087 | 1 | 0.6
2015-12-06 13:00 | 12.3 | 11.1625 | 1 | 0.6
2015-12-06 14:00 | 11.4 | 10.3457 | 1 | 0.6
2015-12-06 15:00 | 11.3 | 10.255 | 1 | 0.6
2015-12-06 16:00 | 10.9 | 9.892 | 0.96743 | 0.58046
2015-12-06 17:00 | 9.8 | 8.8937 | 0.69876 | 0.41926
2015-12-06 18:00 | 7.6 | 6.8971 | 0.31744 | 0.19046
2015-12-06 19:00 | 7.6 | 6.8971 | 0.31744 | 0.19046
2015-12-06 20:00 | 10.7 | 9.7105 | 0.91429 | 0.54857
2015-12-06 21:00 | 9.2 | 8.3492 | 0.57538 | 0.34523
2015-12-06 22:00 | 8.6 | 7.8047 | 0.46708 | 0.28025
2015-12-06 23:00 | 7.1 | 6.4434 | 0.25588 | 0.15353
2015-12-07 | 9.8 | 8.8937 | 0.69876 | 0.41926
2015-12-07 01:00 | 8.5 | 7.7139 | 0.45043 | 0.27026
2015-12-07 02:00 | 9.3 | 8.4399 | 0.59487 | 0.35692
2015-12-07 03:00 | 9.6 | 8.7122 | 0.6559 | 0.39354
2015-12-07 04:00 | 8.8 | 7.9862 | 0.50156 | 0.30094
2015-12-07 05:00 | 8.5 | 7.7139 | 0.45043 | 0.27026
2015-12-07 06:00 | 8.1 | 7.3509 | 0.38764 | 0.23259
2015-12-07 07:00 | 7.1 | 6.4434 | 0.25588 | 0.15353
2015-12-07 08:00 | 7.2 | 6.5341 | 0.26753 | 0.16052
2015-12-07 09:00 | 6.5 | 5.8989 | 0.19265 | 0.11559
2015-12-07 10:00 | 7.4 | 6.7156 | 0.29181 | 0.17509
2015-12-07 11:00 | 6.7 | 6.0804 | 0.21249 | 0.1275
2015-12-07 12:00 | 9.8 | 8.8937 | 0.69876 | 0.41926
2015-12-07 13:00 | 8.5 | 7.7139 | 0.45043 | 0.27026
2015-12-07 14:00 | 8 | 7.2602 | 0.37288 | 0.22373
2015-12-07 15:00 | 8.3 | 7.5324 | 0.41828 | 0.25097
2015-12-07 16:00 | 6.9 | 6.2619 | 0.23356 | 0.14014
2015-12-07 17:00 | 8.5 | 7.7139 | 0.45043 | 0.27026
2015-12-07 18:00 | 7.7 | 6.9879 | 0.33077 | 0.19846
2015-12-07 19:00 | 8.5 | 7.7139 | 0.45043 | 0.27026
2015-12-07 20:00 | 7.7 | 6.9879 | 0.33077 | 0.19846
2015-12-07 21:00 | 7.9 | 7.1694 | 0.35849 | 0.21509
2015-12-07 22:00 | 7.8 | 7.0786 | 0.34445 | 0.20667
2015-12-07 23:00 | 8.7 | 7.8954 | 0.48412 | 0.29047
2015-12-08 | 8.6 | 7.8047 | 0.46708 | 0.28025
2015-12-08 01:00 | 8.4 | 7.6232 | 0.43416 | 0.2605
2015-12-08 02:00 | 7.3 | 6.6249 | 0.2795 | 0.1677
2015-12-08 03:00 | 6.5 | 5.8989 | 0.19265 | 0.11559
2015-12-08 04:00 | 5 | 4.5376 | 0.079038 | 0.047423
2015-12-08 05:00 | 5.2 | 4.7191 | 0.090889 | 0.054533
2015-12-08 06:00 | 3.8 | 3.4486 | 0.025791 | 0.015474
2015-12-08 07:00 | 3.5 | 3.1763 | 0.016681 | 0.010009
2015-12-08 08:00 | 2.5 | 2.2688 | 0 | 0
2015-12-08 09:00 | 2 | 1.815 | 0 | 0
2015-12-08 10:00 | 2.8 | 2.5411 | 0.00079489 | 0.00047693
2015-12-08 11:00 | 2 | 1.815 | 0 | 0
2015-12-08 12:00 | 0.9 | 0.81677 | 0 | 0
2015-12-08 13:00 | 2.7 | 2.4503 | 0 | 0
2015-12-08 14:00 | 2.3 | 2.0873 | 0 | 0
2015-12-08 15:00 | 2.7 | 2.4503 | 0 | 0
2015-12-08 16:00 | 3.1 | 2.8133 | 0.0067469 | 0.0040482
2015-12-08 17:00 | 5 | 4.5376 | 0.079038 | 0.047423
2015-12-08 18:00 | 2.8 | 2.5411 | 0.00079489 | 0.00047693
2015-12-08 19:00 | 2.4 | 2.178 | 0 | 0
2015-12-08 20:00 | 4 | 3.6301 | 0.032721 | 0.019633
2015-12-08 21:00 | 3 | 2.7226 | 0.0046278 | 0.0027767
2015-12-08 22:00 | 4.6 | 4.1746 | 0.058033 | 0.03482
2015-12-08 23:00 | 3.6 | 3.2671 | 0.019552 | 0.011731
2015-12-09 | 4.3 | 3.9023 | 0.044496 | 0.026697
2015-12-09 01:00 | 4.2 | 3.8116 | 0.040381 | 0.024229
2015-12-09 02:00 | 3.8 | 3.4486 | 0.025791 | 0.015474
2015-12-09 03:00 | 5.4 | 4.9006 | 0.10369 | 0.062213
2015-12-09 04:00 | 2.4 | 2.178 | 0 | 0
2015-12-09 05:00 | 4.7 | 4.2653 | 0.062959 | 0.037775
2015-12-09 06:00 | 4.2 | 3.8116 | 0.040381 | 0.024229
2015-12-09 07:00 | 4.4 | 3.9931 | 0.048806 | 0.029284
2015-12-09 08:00 | 3.9 | 3.5393 | 0.029167 | 0.0175
2015-12-09 09:00 | 4.2 | 3.8116 | 0.040381 | 0.024229
2015-12-09 10:00 | 4.7 | 4.2653 | 0.062959 | 0.037775
2015-12-09 11:00 | 3.9 | 3.5393 | 0.029167 | 0.0175
2015-12-09 12:00 | 6.1 | 5.5359 | 0.15647 | 0.093883
2015-12-09 13:00 | 5.6 | 5.0821 | 0.11747 | 0.070482
2015-12-09 14:00 | 7.9 | 7.1694 | 0.35849 | 0.21509
2015-12-09 15:00 | 9 | 8.1677 | 0.53765 | 0.32259
2015-12-09 16:00 | 6.4 | 5.8081 | 0.18317 | 0.1099
2015-12-09 17:00 | 7.5 | 6.8064 | 0.30445 | 0.18267
2015-12-09 18:00 | 7.1 | 6.4434 | 0.25588 | 0.15353
2015-12-09 19:00 | 7.1 | 6.4434 | 0.25588 | 0.15353
2015-12-09 20:00 | 5.5 | 4.9914 | 0.11045 | 0.066272
2015-12-09 21:00 | 4.9 | 4.4468 | 0.073457 | 0.044074
2015-12-09 22:00 | 4.9 | 4.4468 | 0.073457 | 0.044074
2015-12-09 23:00 | 5 | 4.5376 | 0.079038 | 0.047423
2015-12-10 | 3.1 | 2.8133 | 0.0067469 | 0.0040482
2015-12-10 01:00 | 2.6 | 2.3595 | 0 | 0
2015-12-10 02:00 | 3.1 | 2.8133 | 0.0067469 | 0.0040482
2015-12-10 03:00 | 0.7 | 0.63526 | 0 | 0
2015-12-10 04:00 | 1.2 | 1.089 | 0 | 0
2015-12-10 05:00 | 1.4 | 1.2705 | 0 | 0
2015-12-10 06:00 | 1.8 | 1.6335 | 0 | 0
2015-12-10 07:00 | 1.4 | 1.2705 | 0 | 0
2015-12-10 08:00 | 1.6 | 1.452 | 0 | 0
2015-12-10 09:00 | 1.6 | 1.452 | 0 | 0
2015-12-10 10:00 | 0.7 | 0.63526 | 0 | 0
2015-12-10 11:00 | 2.3 | 2.0873 | 0 | 0
2015-12-10 12:00 | 1.3 | 1.1798 | 0 | 0
2015-12-10 13:00 | 8.9 | 8.0769 | 0.5194 | 0.31164
2015-12-10 14:00 | 12.1 | 10.981 | 1 | 0.6
2015-12-10 15:00 | 8.9 | 8.0769 | 0.5194 | 0.31164
2015-12-10 16:00 | 9.8 | 8.8937 | 0.69876 | 0.41926
2015-12-10 17:00 | 7.9 | 7.1694 | 0.35849 | 0.21509
2015-12-10 18:00 | 9.1 | 8.2584 | 0.5563 | 0.33378
2015-12-10 19:00 | 7.1 | 6.4434 | 0.25588 | 0.15353
2015-12-10 20:00 | 7.6 | 6.8971 | 0.31744 | 0.19046
2015-12-10 21:00 | 7.4 | 6.7156 | 0.29181 | 0.17509
2015-12-10 22:00 | 8.2 | 7.4417 | 0.40277 | 0.24166
2015-12-10 23:00 | 6.9 | 6.2619 | 0.23356 | 0.14014
2015-12-11 | 5 | 4.5376 | 0.079038 | 0.047423
2015-12-11 01:00 | 5.1 | 4.6283 | 0.084847 | 0.050908
2015-12-11 02:00 | 5.8 | 5.2636 | 0.13227 | 0.079364
2015-12-11 03:00 | 5.7 | 5.1729 | 0.12474 | 0.074845
2015-12-11 04:00 | 5.6 | 5.0821 | 0.11747 | 0.070482
2015-12-11 05:00 | 4.4 | 3.9931 | 0.048806 | 0.029284
2015-12-11 06:00 | 3.3 | 2.9948 | 0.011414 | 0.0068481
2015-12-11 07:00 | 4.4 | 3.9931 | 0.048806 | 0.029284
2015-12-11 08:00 | 2.7 | 2.4503 | 0 | 0
2015-12-11 09:00 | 0.9 | 0.81677 | 0 | 0
2015-12-11 10:00 | 2.7 | 2.4503 | 0 | 0
2015-12-11 11:00 | 1.6 | 1.452 | 0 | 0
2015-12-11 12:00 | 5.5 | 4.9914 | 0.11045 | 0.066272
2015-12-11 13:00 | 6.1 | 5.5359 | 0.15647 | 0.093883
2015-12-11 14:00 | 4.8 | 4.3561 | 0.068098 | 0.040859
2015-12-11 15:00 | 4.4 | 3.9931 | 0.048806 | 0.029284
2015-12-11 16:00 | 5.6 | 5.0821 | 0.11747 | 0.070482
2015-12-11 17:00 | 1.5 | 1.3613 | 0 | 0
2015-12-11 18:00 | 1.7 | 1.5428 | 0 | 0
2015-12-11 19:00 | 2.3 | 2.0873 | 0 | 0
2015-12-11 20:00 | 3.3 | 2.9948 | 0.011414 | 0.0068481
2015-12-11 21:00 | 0.9 | 0.81677 | 0 | 0
2015-12-11 22:00 | 1.3 | 1.1798 | 0 | 0
2015-12-11 23:00 | 1.5 | 1.3613 | 0 | 0
2015-12-12 | 5.2 | 4.7191 | 0.090889 | 0.054533
2015-12-12 01:00 | 1.5 | 1.3613 | 0 | 0
2015-12-12 02:00 | 2.4 | 2.178 | 0 | 0
2015-12-12 03:00 | 0.8 | 0.72602 | 0 | 0
2015-12-12 04:00 | 2 | 1.815 | 0 | 0
2015-12-12 05:00 | 1.2 | 1.089 | 0 | 0
2015-12-12 06:00 | 4.2 | 3.8116 | 0.040381 | 0.024229
2015-12-12 07:00 | 2.7 | 2.4503 | 0 | 0
2015-12-12 08:00 | 3.5 | 3.1763 | 0.016681 | 0.010009
2015-12-12 09:00 | 2.7 | 2.4503 | 0 | 0
2015-12-12 10:00 | 2.6 | 2.3595 | 0 | 0
2015-12-12 11:00 | 2.1 | 1.9058 | 0 | 0
2015-12-12 12:00 | 3 | 2.7226 | 0.0046278 | 0.0027767
2015-12-12 13:00 | 1.3 | 1.1798 | 0 | 0
2015-12-12 14:00 | 1.7 | 1.5428 | 0 | 0
2015-12-12 15:00 | 1.8 | 1.6335 | 0 | 0
2015-12-12 16:00 | 2.5 | 2.2688 | 0 | 0
2015-12-12 17:00 | 0.9 | 0.81677 | 0 | 0
2015-12-12 18:00 | 1.4 | 1.2705 | 0 | 0
2015-12-12 19:00 | 2.3 | 2.0873 | 0 | 0
2015-12-12 20:00 | 4.4 | 3.9931 | 0.048806 | 0.029284
2015-12-12 21:00 | 1.7 | 1.5428 | 0 | 0
2015-12-12 22:00 | 0.8 | 0.72602 | 0 | 0
2015-12-12 23:00 | 1.3 | 1.1798 | 0 | 0
2015-12-13 | 1.1 | 0.99827 | 0 | 0
2015-12-13 01:00 | 1.2 | 1.089 | 0 | 0
2015-12-13 02:00 | 1.2 | 1.089 | 0 | 0
2015-12-13 03:00 | 1.4 | 1.2705 | 0 | 0
2015-12-13 04:00 | 1.7 | 1.5428 | 0 | 0
2015-12-13 05:00 | 1.9 | 1.7243 | 0 | 0
2015-12-13 06:00 | 2.5 | 2.2688 | 0 | 0
2015-12-13 07:00 | 1.6 | 1.452 | 0 | 0
2015-12-13 08:00 | 2.1 | 1.9058 | 0 | 0
2015-12-13 09:00 | 2.8 | 2.5411 | 0.00079489 | 0.00047693
2015-12-13 10:00 | 2.4 | 2.178 | 0 | 0
2015-12-13 11:00 | 3.5 | 3.1763 | 0.016681 | 0.010009
2015-12-13 12:00 | 3.5 | 3.1763 | 0.016681 | 0.010009
2015-12-13 13:00 | 1.2 | 1.089 | 0 | 0
2015-12-13 14:00 | 1 | 0.90752 | 0 | 0
2015-12-13 15:00 | 0.8 | 0.72602 | 0 | 0
2015-12-13 16:00 | 0.5 | 0.45376 | 0 | 0
2015-12-13 17:00 | 3 | 2.7226 | 0.0046278 | 0.0027767
2015-12-13 18:00 | 1.3 | 1.1798 | 0 | 0
2015-12-13 19:00 | 3 | 2.7226 | 0.0046278 | 0.0027767
2015-12-13 20:00 | 0.4 | 0.36301 | 0 | 0
2015-12-13 21:00 | 2.3 | 2.0873 | 0 | 0
2015-12-13 22:00 | 1.5 | 1.3613 | 0 | 0
2015-12-13 23:00 | 1.2 | 1.089 | 0 | 0
2015-12-14 | 1.8 | 1.6335 | 0 | 0
2015-12-14 01:00 | 1.7 | 1.5428 | 0 | 0
2015-12-14 02:00 | 2.3 | 2.0873 | 0 | 0
2015-12-14 03:00 | 1.5 | 1.3613 | 0 | 0
2015-12-14 04:00 | 1.4 | 1.2705 | 0 | 0
2015-12-14 05:00 | 1.9 | 1.7243 | 0 | 0
2015-12-14 06:00 | 1.4 | 1.2705 | 0 | 0
2015-12-14 07:00 | 1.3 | 1.1798 | 0 | 0
2015-12-14 08:00 | 1.8 | 1.6335 | 0 | 0
2015-12-14 09:00 | 0.8 | 0.72602 | 0 | 0
2015-12-14 10:00 | 2.2 | 1.9965 | 0 | 0
2015-12-14 11:00 | 0.8 | 0.72602 | 0 | 0
2015-12-14 12:00 | 0.3 | 0.27226 | 0 | 0
2015-12-14 13:00 | 1.4 | 1.2705 | 0 | 0
2015-12-14 14:00 | 0.9 | 0.81677 | 0 | 0
2015-12-14 15:00 | 2 | 1.815 | 0 | 0
2015-12-14 16:00 | 0.7 | 0.63526 | 0 | 0
2015-12-14 17:00 | 1.9 | 1.7243 | 0 | 0
2015-12-14 18:00 | 0.8 | 0.72602 | 0 | 0
2015-12-14 19:00 | 1.2 | 1.089 | 0 | 0
2015-12-14 20:00 | 4.8 | 4.3561 | 0.068098 | 0.040859
2015-12-14 21:00 | 3.9 | 3.5393 | 0.029167 | 0.0175
2015-12-14 22:00 | 4.5 | 4.0838 | 0.053317 | 0.03199
2015-12-14 23:00 | 2.5 | 2.2688 | 0 | 0
2015-12-15 | 2.5 | 2.2688 | 0 | 0
2015-12-15 01:00 | 1.6 | 1.452 | 0 | 0
2015-12-15 02:00 | 1.7 | 1.5428 | 0 | 0
2015-12-15 03:00 | 2.5 | 2.2688 | 0 | 0
2015-12-15 04:00 | 4 | 3.6301 | 0.032721 | 0.019633
2015-12-15 05:00 | 5.7 | 5.1729 | 0.12474 | 0.074845
2015-12-15 06:00 | 5.8 | 5.2636 | 0.13227 | 0.079364
2015-12-15 07:00 | 1 | 0.90752 | 0 | 0
2015-12-15 08:00 | 2.1 | 1.9058 | 0 | 0
2015-12-15 09:00 | 2.9 | 2.6318 | 0.0026453 | 0.0015872
2015-12-15 10:00 | 5.3 | 4.8099 | 0.097168 | 0.058301
2015-12-15 11:00 | 3.5 | 3.1763 | 0.016681 | 0.010009
2015-12-15 12:00 | 4.2 | 3.8116 | 0.040381 | 0.024229
2015-12-15 13:00 | 2.3 | 2.0873 | 0 | 0
2015-12-15 14:00 | 1.4 | 1.2705 | 0 | 0
2015-12-15 15:00 | 1.8 | 1.6335 | 0 | 0
2015-12-15 16:00 | 1.2 | 1.089 | 0 | 0
2015-12-15 17:00 | 1.8 | 1.6335 | 0 | 0
2015-12-15 18:00 | 4.2 | 3.8116 | 0.040381 | 0.024229
2015-12-15 19:00 | 5.4 | 4.9006 | 0.10369 | 0.062213
2015-12-15 20:00 | 6.5 | 5.8989 | 0.19265 | 0.11559
2015-12-15 21:00 | 5.5 | 4.9914 | 0.11045 | 0.066272
2015-12-15 22:00 | 5 | 4.5376 | 0.079038 | 0.047423
2015-12-15 23:00 | 6.6 | 5.9896 | 0.20242 | 0.12145
2015-12-16 | 3.2 | 2.9041 | 0.0090073 | 0.0054044
2015-12-16 01:00 | 3.1 | 2.8133 | 0.0067469 | 0.0040482
2015-12-16 02:00 | 5.1 | 4.6283 | 0.084847 | 0.050908
2015-12-16 03:00 | 8.2 | 7.4417 | 0.40277 | 0.24166
2015-12-16 04:00 | 7.4 | 6.7156 | 0.29181 | 0.17509
2015-12-16 05:00 | 6.2 | 5.6266 | 0.16509 | 0.099052
2015-12-16 06:00 | 6 | 5.4451 | 0.14813 | 0.08888
2015-12-16 07:00 | 6.7 | 6.0804 | 0.21249 | 0.1275
2015-12-16 08:00 | 6.9 | 6.2619 | 0.23356 | 0.14014
2015-12-16 09:00 | 5.9 | 5.3544 | 0.14007 | 0.084041
2015-12-16 10:00 | 5.8 | 5.2636 | 0.13227 | 0.079364
2015-12-16 11:00 | 5.2 | 4.7191 | 0.090889 | 0.054533
2015-12-16 12:00 | 5.5 | 4.9914 | 0.11045 | 0.066272
2015-12-16 13:00 | 4.9 | 4.4468 | 0.073457 | 0.044074
2015-12-16 14:00 | 5.4 | 4.9006 | 0.10369 | 0.062213
2015-12-16 15:00 | 5.7 | 5.1729 | 0.12474 | 0.074845
2015-12-16 16:00 | 5.2 | 4.7191 | 0.090889 | 0.054533
2015-12-16 17:00 | 5 | 4.5376 | 0.079038 | 0.047423
2015-12-16 18:00 | 5.7 | 5.1729 | 0.12474 | 0.074845
2015-12-16 19:00 | 5.8 | 5.2636 | 0.13227 | 0.079364
2015-12-16 20:00 | 5.7 | 5.1729 | 0.12474 | 0.074845
2015-12-16 21:00 | 5.6 | 5.0821 | 0.11747 | 0.070482
2015-12-16 22:00 | 5.9 | 5.3544 | 0.14007 | 0.084041
2015-12-16 23:00 | 5.9 | 5.3544 | 0.14007 | 0.084041
2015-12-17 | 5.9 | 5.3544 | 0.14007 | 0.084041
2015-12-17 01:00 | 6 | 5.4451 | 0.14813 | 0.08888
2015-12-17 02:00 | 5.9 | 5.3544 | 0.14007 | 0.084041
2015-12-17 03:00 | 6.6 | 5.9896 | 0.20242 | 0.12145
2015-12-17 04:00 | 6.1 | 5.5359 | 0.15647 | 0.093883
2015-12-17 05:00 | 7 | 6.3526 | 0.24456 | 0.14674
2015-12-17 06:00 | 7.4 | 6.7156 | 0.29181 | 0.17509
2015-12-17 07:00 | 8.2 | 7.4417 | 0.40277 | 0.24166
2015-12-17 08:00 | 7.1 | 6.4434 | 0.25588 | 0.15353
2015-12-17 09:00 | 7.5 | 6.8064 | 0.30445 | 0.18267
2015-12-17 10:00 | 12.4 | 11.2532 | 1 | 0.6
2015-12-17 11:00 | 12.3 | 11.1625 | 1 | 0.6
2015-12-17 12:00 | 10.3 | 9.3474 | 0.81382 | 0.48829
2015-12-17 13:00 | 12.3 | 11.1625 | 1 | 0.6
2015-12-17 14:00 | 11.2 | 10.1642 | 1 | 0.6
2015-12-17 15:00 | 12.1 | 10.981 | 1 | 0.6
2015-12-17 16:00 | 12 | 10.8902 | 1 | 0.6
2015-12-17 17:00 | 15 | 13.6128 | 1 | 0.6
2015-12-17 18:00 | 15.5 | 14.0665 | 1 | 0.6
2015-12-17 19:00 | 16.1 | 14.6111 | 1 | 0.6
2015-12-17 20:00 | 17 | 15.4278 | 1 | 0.6
2015-12-17 21:00 | 16 | 14.5203 | 1 | 0.6
2015-12-17 22:00 | 16.5 | 14.9741 | 1 | 0.6
2015-12-17 23:00 | 18.2 | 16.5168 | 1 | 0.6
2015-12-18 | 17.2 | 15.6093 | 1 | 0.6
2015-12-18 01:00 | 14.7 | 13.3405 | 1 | 0.6
2015-12-18 02:00 | 17.5 | 15.8816 | 1 | 0.6
2015-12-18 03:00 | 17.3 | 15.7001 | 1 | 0.6
2015-12-18 04:00 | 18.2 | 16.5168 | 1 | 0.6
2015-12-18 05:00 | 17.3 | 15.7001 | 1 | 0.6
2015-12-18 06:00 | 18.6 | 16.8799 | 1 | 0.6
2015-12-18 07:00 | 16.7 | 15.1556 | 1 | 0.6
2015-12-18 08:00 | 15.3 | 13.885 | 1 | 0.6
2015-12-18 09:00 | 17.1 | 15.5186 | 1 | 0.6
2015-12-18 10:00 | 18.5 | 16.7891 | 1 | 0.6
2015-12-18 11:00 | 17.3 | 15.7001 | 1 | 0.6
2015-12-18 12:00 | 17.8 | 16.1538 | 1 | 0.6
2015-12-18 13:00 | 19.2 | 17.4244 | 1 | 0.6
2015-12-18 14:00 | 22.5 | 20.4192 | 1 | 0.6
2015-12-18 15:00 | 22.5 | 20.4192 | 1 | 0.6
2015-12-18 16:00 | 21.7 | 19.6932 | 1 | 0.6
2015-12-18 17:00 | 20.6 | 18.6949 | 1 | 0.6
2015-12-18 18:00 | 19.6 | 17.7874 | 1 | 0.6
2015-12-18 19:00 | 22 | 19.9654 | 1 | 0.6
2015-12-18 20:00 | 22.4 | 20.3284 | 1 | 0.6
2015-12-18 21:00 | 22 | 19.9654 | 1 | 0.6
2015-12-18 22:00 | 21.5 | 19.5117 | 1 | 0.6
2015-12-18 23:00 | 21.6 | 19.6024 | 1 | 0.6
2015-12-19 | 19.9 | 18.0596 | 1 | 0.6
2015-12-19 01:00 | 18.2 | 16.5168 | 1 | 0.6
2015-12-19 02:00 | 16.3 | 14.7926 | 1 | 0.6
2015-12-19 03:00 | 13.1333 | 11.9188 | 1 | 0.6
2015-12-19 04:00 | 9.9667 | 9.0449 | 0.73585 | 0.44151
2015-12-19 05:00 | 6.8 | 6.1711 | 0.22287 | 0.13372
2015-12-19 06:00 | 6 | 5.4451 | 0.14813 | 0.08888
2015-12-19 07:00 | 1.4 | 1.2705 | 0 | 0
2015-12-19 08:00 | 10.5 | 9.529 | 0.8631 | 0.51786
2015-12-19 09:00 | 10.2 | 9.2567 | 0.78989 | 0.47393
2015-12-19 10:00 | 4.9 | 4.4468 | 0.073457 | 0.044074
2015-12-19 11:00 | 7.6 | 6.8971 | 0.31744 | 0.19046
2015-12-19 12:00 | 11.8 | 10.7087 | 1 | 0.6
2015-12-19 13:00 | 13.8 | 12.5238 | 1 | 0.6
2015-12-19 14:00 | 14.2 | 12.8868 | 1 | 0.6
2015-12-19 15:00 | 10 | 9.0752 | 0.74342 | 0.44605
2015-12-19 16:00 | 8.9 | 8.0769 | 0.5194 | 0.31164
2015-12-19 17:00 | 10.1 | 9.1659 | 0.76642 | 0.45985
2015-12-19 18:00 | 11 | 9.9827 | 0.99474 | 0.59684
2015-12-19 19:00 | 9.7 | 8.8029 | 0.67711 | 0.40627
2015-12-19 20:00 | 9.4 | 8.5307 | 0.61478 | 0.36887
2015-12-19 21:00 | 9.2 | 8.3492 | 0.57538 | 0.34523
2015-12-19 22:00 | 8.5 | 7.7139 | 0.45043 | 0.27026
2015-12-19 23:00 | 7.7 | 6.9879 | 0.33077 | 0.19846
2015-12-20 | 7.9 | 7.1694 | 0.35849 | 0.21509
2015-12-20 01:00 | 11 | 9.9827 | 0.99474 | 0.59684
2015-12-20 02:00 | 9.4 | 8.5307 | 0.61478 | 0.36887
2015-12-20 03:00 | 5.1 | 4.6283 | 0.084847 | 0.050908
2015-12-20 04:00 | 6.7 | 6.0804 | 0.21249 | 0.1275
2015-12-20 05:00 | 5.9 | 5.3544 | 0.14007 | 0.084041
2015-12-20 06:00 | 5.6 | 5.0821 | 0.11747 | 0.070482
2015-12-20 07:00 | 7.3 | 6.6249 | 0.2795 | 0.1677
2015-12-20 08:00 | 6.9 | 6.2619 | 0.23356 | 0.14014
2015-12-20 09:00 | 7.2 | 6.5341 | 0.26753 | 0.16052
2015-12-20 10:00 | 7.6 | 6.8971 | 0.31744 | 0.19046
2015-12-20 11:00 | 3.8 | 3.4486 | 0.025791 | 0.015474
2015-12-20 12:00 | 2.1 | 1.9058 | 0 | 0
2015-12-20 13:00 | 1.6 | 1.452 | 0 | 0
2015-12-20 14:00 | 1.2 | 1.089 | 0 | 0
2015-12-20 15:00 | 2.4 | 2.178 | 0 | 0
2015-12-20 16:00 | 2.4 | 2.178 | 0 | 0
2015-12-20 17:00 | 2.8 | 2.5411 | 0.00079489 | 0.00047693
2015-12-20 18:00 | 2.6 | 2.3595 | 0 | 0
2015-12-20 19:00 | 3 | 2.7226 | 0.0046278 | 0.0027767
2015-12-20 20:00 | 3.6 | 3.2671 | 0.019552 | 0.011731
2015-12-20 21:00 | 3.9 | 3.5393 | 0.029167 | 0.0175
2015-12-20 22:00 | 3.8 | 3.4486 | 0.025791 | 0.015474
2015-12-20 23:00 | 4.4 | 3.9931 | 0.048806 | 0.029284
2015-12-21 | 4.8 | 4.3561 | 0.068098 | 0.040859
2015-12-21 01:00 | 4.5 | 4.0838 | 0.053317 | 0.03199
2015-12-21 02:00 | 6.5 | 5.8989 | 0.19265 | 0.11559
2015-12-21 03:00 | 6.3 | 5.7174 | 0.17398 | 0.10439
2015-12-21 04:00 | 8.6 | 7.8047 | 0.46708 | 0.28025
2015-12-21 05:00 | 9.6 | 8.7122 | 0.6559 | 0.39354
2015-12-21 06:00 | 9.1 | 8.2584 | 0.5563 | 0.33378
2015-12-21 07:00 | 8.9 | 8.0769 | 0.5194 | 0.31164
2015-12-21 08:00 | 4.6 | 4.1746 | 0.058033 | 0.03482
2015-12-21 09:00 | 4.1 | 3.7208 | 0.036458 | 0.021875
2015-12-21 10:00 | 0.8 | 0.72602 | 0 | 0
2015-12-21 11:00 | 2.7 | 2.4503 | 0 | 0
2015-12-21 12:00 | 3.1 | 2.8133 | 0.0067469 | 0.0040482
2015-12-21 13:00 | 1.6 | 1.452 | 0 | 0
2015-12-21 14:00 | 2.4 | 2.178 | 0 | 0
2015-12-21 15:00 | 2.7 | 2.4503 | 0 | 0
2015-12-21 16:00 | 3.3 | 2.9948 | 0.011414 | 0.0068481
2015-12-21 17:00 | 1.5 | 1.3613 | 0 | 0
2015-12-21 18:00 | 1.2 | 1.089 | 0 | 0
2015-12-21 19:00 | 0.9 | 0.81677 | 0 | 0
2015-12-21 20:00 | 0.8 | 0.72602 | 0 | 0
2015-12-21 21:00 | 1.7 | 1.5428 | 0 | 0
2015-12-21 22:00 | 2.5 | 2.2688 | 0 | 0
2015-12-21 23:00 | 2.6 | 2.3595 | 0 | 0
2015-12-22 | 1.8 | 1.6335 | 0 | 0
2015-12-22 01:00 | 2.9 | 2.6318 | 0.0026453 | 0.0015872
2015-12-22 02:00 | 3.1 | 2.8133 | 0.0067469 | 0.0040482
2015-12-22 03:00 | 3.6 | 3.2671 | 0.019552 | 0.011731
2015-12-22 04:00 | 5.8 | 5.2636 | 0.13227 | 0.079364
2015-12-22 05:00 | 3.9 | 3.5393 | 0.029167 | 0.0175
2015-12-22 06:00 | 4 | 3.6301 | 0.032721 | 0.019633
2015-12-22 07:00 | 4 | 3.6301 | 0.032721 | 0.019633
2015-12-22 08:00 | 6.8 | 6.1711 | 0.22287 | 0.13372
2015-12-22 09:00 | 7 | 6.3526 | 0.24456 | 0.14674
2015-12-22 10:00 | 7.6 | 6.8971 | 0.31744 | 0.19046
2015-12-22 11:00 | 7.3 | 6.6249 | 0.2795 | 0.1677
2015-12-22 12:00 | 5.5 | 4.9914 | 0.11045 | 0.066272
2015-12-22 13:00 | 4.5 | 4.0838 | 0.053317 | 0.03199
2015-12-22 14:00 | 5.1 | 4.6283 | 0.084847 | 0.050908
2015-12-22 15:00 | 5 | 4.5376 | 0.079038 | 0.047423
2015-12-22 16:00 | 5.2 | 4.7191 | 0.090889 | 0.054533
2015-12-22 17:00 | 5.4 | 4.9006 | 0.10369 | 0.062213
2015-12-22 18:00 | 5.1 | 4.6283 | 0.084847 | 0.050908
2015-12-22 19:00 | 5.2 | 4.7191 | 0.090889 | 0.054533
2015-12-22 20:00 | 5 | 4.5376 | 0.079038 | 0.047423
2015-12-22 21:00 | 4.4 | 3.9931 | 0.048806 | 0.029284
2015-12-22 22:00 | 4.7 | 4.2653 | 0.062959 | 0.037775
2015-12-22 23:00 | 5.4 | 4.9006 | 0.10369 | 0.062213
2015-12-23 | 4.1 | 3.7208 | 0.036458 | 0.021875
2015-12-23 01:00 | 7.7 | 6.9879 | 0.33077 | 0.19846
2015-12-23 02:00 | 8 | 7.2602 | 0.37288 | 0.22373
2015-12-23 03:00 | 7.2 | 6.5341 | 0.26753 | 0.16052
2015-12-23 04:00 | 8.2 | 7.4417 | 0.40277 | 0.24166
2015-12-23 05:00 | 7 | 6.3526 | 0.24456 | 0.14674
2015-12-23 06:00 | 7.1 | 6.4434 | 0.25588 | 0.15353
2015-12-23 07:00 | 7.4 | 6.7156 | 0.29181 | 0.17509
2015-12-23 08:00 | 5.7 | 5.1729 | 0.12474 | 0.074845
2015-12-23 09:00 | 5.4 | 4.9006 | 0.10369 | 0.062213
2015-12-23 10:00 | 3.2 | 2.9041 | 0.0090073 | 0.0054044
2015-12-23 11:00 | 9.6 | 8.7122 | 0.6559 | 0.39354
2015-12-23 12:00 | 10 | 9.0752 | 0.74342 | 0.44605
2015-12-23 13:00 | 9.5 | 8.6214 | 0.63512 | 0.38107
2015-12-23 14:00 | 10.1 | 9.1659 | 0.76642 | 0.45985
2015-12-23 15:00 | 8.9 | 8.0769 | 0.5194 | 0.31164
2015-12-23 16:00 | 9 | 8.1677 | 0.53765 | 0.32259
2015-12-23 17:00 | 7.2 | 6.5341 | 0.26753 | 0.16052
2015-12-23 18:00 | 3.7 | 3.3578 | 0.022587 | 0.013552
2015-12-23 19:00 | 2.1 | 1.9058 | 0 | 0
2015-12-23 20:00 | 1.1 | 0.99827 | 0 | 0
2015-12-23 21:00 | 4.85 | 4.4015 | 0.07075 | 0.04245
2015-12-23 22:00 | 8.6 | 7.8047 | 0.46708 | 0.28025
2015-12-23 23:00 | 8.5 | 7.7139 | 0.45043 | 0.27026
2015-12-24 | 7.6 | 6.8971 | 0.31744 | 0.19046
2015-12-24 01:00 | 4.9 | 4.4468 | 0.073457 | 0.044074
2015-12-24 02:00 | 6.2 | 5.6266 | 0.16509 | 0.099052
2015-12-24 03:00 | 2.5 | 2.2688 | 0 | 0
2015-12-24 04:00 | 0.9 | 0.81677 | 0 | 0
2015-12-24 05:00 | 3.4 | 3.0856 | 0.01397 | 0.008382
2015-12-24 06:00 | 3.3 | 2.9948 | 0.011414 | 0.0068481
2015-12-24 07:00 | 1.9 | 1.7243 | 0 | 0
2015-12-24 08:00 | 3.7 | 3.3578 | 0.022587 | 0.013552
2015-12-24 09:00 | 4.6 | 4.1746 | 0.058033 | 0.03482
2015-12-24 10:00 | 1.4 | 1.2705 | 0 | 0
2015-12-24 11:00 | 0.9 | 0.81677 | 0 | 0
2015-12-24 12:00 | 1.1 | 0.99827 | 0 | 0
2015-12-24 13:00 | 0.9 | 0.81677 | 0 | 0
2015-12-24 14:00 | 1.4 | 1.2705 | 0 | 0
2015-12-24 15:00 | 1.3 | 1.1798 | 0 | 0
2015-12-24 16:00 | 2.5 | 2.2688 | 0 | 0
2015-12-24 17:00 | 3.1 | 2.8133 | 0.0067469 | 0.0040482
2015-12-24 18:00 | 2 | 1.815 | 0 | 0
2015-12-24 19:00 | 3.5 | 3.1763 | 0.016681 | 0.010009
2015-12-24 20:00 | 4.9 | 4.4468 | 0.073457 | 0.044074
2015-12-24 21:00 | 5 | 4.5376 | 0.079038 | 0.047423
2015-12-24 22:00 | 2.4 | 2.178 | 0 | 0
2015-12-24 23:00 | 2.2 | 1.9965 | 0 | 0
2015-12-25 | 0.7 | 0.63526 | 0 | 0
2015-12-25 01:00 | 0.8 | 0.72602 | 0 | 0
2015-12-25 02:00 | 8 | 7.2602 | 0.37288 | 0.22373
2015-12-25 03:00 | 8.5 | 7.7139 | 0.45043 | 0.27026
2015-12-25 04:00 | 4.3 | 3.9023 | 0.044496 | 0.026697
2015-12-25 05:00 | 6.1 | 5.5359 | 0.15647 | 0.093883
2015-12-25 06:00 | 7.9 | 7.1694 | 0.35849 | 0.21509
2015-12-25 07:00 | 5.8 | 5.2636 | 0.13227 | 0.079364
2015-12-25 08:00 | 7.8 | 7.0786 | 0.34445 | 0.20667
2015-12-25 09:00 | 3.9 | 3.5393 | 0.029167 | 0.0175
2015-12-25 10:00 | 7.4 | 6.7156 | 0.29181 | 0.17509
2015-12-25 11:00 | 6.5 | 5.8989 | 0.19265 | 0.11559
2015-12-25 12:00 | 10.2 | 9.2567 | 0.78989 | 0.47393
2015-12-25 13:00 | 11.4 | 10.3457 | 1 | 0.6
2015-12-25 14:00 | 12.8 | 11.6162 | 1 | 0.6
2015-12-25 15:00 | 10.7 | 9.7105 | 0.91429 | 0.54857
2015-12-25 16:00 | 12.8 | 11.6162 | 1 | 0.6
2015-12-25 17:00 | 12.2 | 11.0717 | 1 | 0.6
2015-12-25 18:00 | 9.7 | 8.8029 | 0.67711 | 0.40627
2015-12-25 19:00 | 10.5 | 9.529 | 0.8631 | 0.51786
2015-12-25 20:00 | 12.8 | 11.6162 | 1 | 0.6
2015-12-25 21:00 | 13.4 | 12.1608 | 1 | 0.6
2015-12-25 22:00 | 11.5 | 10.4365 | 1 | 0.6
2015-12-25 23:00 | 9.5 | 8.6214 | 0.63512 | 0.38107
2015-12-26 | 9.2 | 8.3492 | 0.57538 | 0.34523
2015-12-26 01:00 | 8.9 | 8.0769 | 0.5194 | 0.31164
2015-12-26 02:00 | 6.6 | 5.9896 | 0.20242 | 0.12145
2015-12-26 03:00 | 5.9 | 5.3544 | 0.14007 | 0.084041
2015-12-26 04:00 | 3.2 | 2.9041 | 0.0090073 | 0.0054044
2015-12-26 05:00 | 4 | 3.6301 | 0.032721 | 0.019633
2015-12-26 06:00 | 4.7 | 4.2653 | 0.062959 | 0.037775
2015-12-26 07:00 | 3.3 | 2.9948 | 0.011414 | 0.0068481
2015-12-26 08:00 | 3 | 2.7226 | 0.0046278 | 0.0027767
2015-12-26 09:00 | 1.8 | 1.6335 | 0 | 0
2015-12-26 10:00 | 3.6 | 3.2671 | 0.019552 | 0.011731
2015-12-26 11:00 | 0.9 | 0.81677 | 0 | 0
2015-12-26 12:00 | 2.3 | 2.0873 | 0 | 0
2015-12-26 13:00 | 2.6 | 2.3595 | 0 | 0
2015-12-26 14:00 | 1.3 | 1.1798 | 0 | 0
2015-12-26 15:00 | 1.5 | 1.3613 | 0 | 0
2015-12-26 16:00 | 2.3 | 2.0873 | 0 | 0
2015-12-26 17:00 | 4 | 3.6301 | 0.032721 | 0.019633
2015-12-26 18:00 | 1.8 | 1.6335 | 0 | 0
2015-12-26 19:00 | 0.8 | 0.72602 | 0 | 0
2015-12-26 20:00 | 2 | 1.815 | 0 | 0
2015-12-26 21:00 | 3.5 | 3.1763 | 0.016681 | 0.010009
2015-12-26 22:00 | 5 | 4.5376 | 0.079038 | 0.047423
2015-12-26 23:00 | 2.8 | 2.5411 | 0.00079489 | 0.00047693
2015-12-27 | 1.5 | 1.3613 | 0 | 0
2015-12-27 01:00 | 2.4 | 2.178 | 0 | 0
2015-12-27 02:00 | 5.7 | 5.1729 | 0.12474 | 0.074845
2015-12-27 03:00 | 1 | 0.90752 | 0 | 0
2015-12-27 04:00 | 1.2 | 1.089 | 0 | 0
2015-12-27 05:00 | 0.7 | 0.63526 | 0 | 0
2015-12-27 06:00 | 0.7 | 0.63526 | 0 | 0
2015-12-27 07:00 | 1.7 | 1.5428 | 0 | 0
2015-12-27 08:00 | 2 | 1.815 | 0 | 0
2015-12-27 09:00 | 1.7 | 1.5428 | 0 | 0
2015-12-27 10:00 | 0.8 | 0.72602 | 0 | 0
2015-12-27 11:00 | 0.8 | 0.72602 | 0 | 0
2015-12-27 12:00 | 4 | 3.6301 | 0.032721 | 0.019633
2015-12-27 13:00 | 2.4 | 2.178 | 0 | 0
2015-12-27 14:00 | 2.3 | 2.0873 | 0 | 0
2015-12-27 15:00 | 1.6 | 1.452 | 0 | 0
2015-12-27 16:00 | 2.2 | 1.9965 | 0 | 0
2015-12-27 17:00 | 3.6 | 3.2671 | 0.019552 | 0.011731
2015-12-27 18:00 | 3.2 | 2.9041 | 0.0090073 | 0.0054044
2015-12-27 19:00 | 2.1 | 1.9058 | 0 | 0
2015-12-27 20:00 | 2.4 | 2.178 | 0 | 0
2015-12-27 21:00 | 2.1 | 1.9058 | 0 | 0
2015-12-27 22:00 | 2.9 | 2.6318 | 0.0026453 | 0.0015872
2015-12-27 23:00 | 10.9 | 9.892 | 0.96743 | 0.58046
2015-12-28 | 10.6 | 9.6197 | 0.88845 | 0.53307
2015-12-28 01:00 | 11.4 | 10.3457 | 1 | 0.6
2015-12-28 02:00 | 8.7 | 7.8954 | 0.48412 | 0.29047
2015-12-28 03:00 | 10.4 | 9.4382 | 0.83822 | 0.50293
2015-12-28 04:00 | 11.5 | 10.4365 | 1 | 0.6
2015-12-28 05:00 | 10 | 9.0752 | 0.74342 | 0.44605
2015-12-28 06:00 | 7.3 | 6.6249 | 0.2795 | 0.1677
2015-12-28 07:00 | 13.6 | 12.3423 | 1 | 0.6
2015-12-28 08:00 | 10.8 | 9.8012 | 0.94061 | 0.56437
2015-12-28 09:00 | 10.3 | 9.3474 | 0.81382 | 0.48829
2015-12-28 10:00 | 10.7 | 9.7105 | 0.91429 | 0.54857
2015-12-28 11:00 | 11.8 | 10.7087 | 1 | 0.6
2015-12-28 12:00 | 10.2 | 9.2567 | 0.78989 | 0.47393
2015-12-28 13:00 | 6.6 | 5.9896 | 0.20242 | 0.12145
2015-12-28 14:00 | 5.6 | 5.0821 | 0.11747 | 0.070482
2015-12-28 15:00 | 7.3 | 6.6249 | 0.2795 | 0.1677
2015-12-28 16:00 | 8.9 | 8.0769 | 0.5194 | 0.31164
2015-12-28 17:00 | 8.6 | 7.8047 | 0.46708 | 0.28025
2015-12-28 18:00 | 7.4 | 6.7156 | 0.29181 | 0.17509
2015-12-28 19:00 | 7.6 | 6.8971 | 0.31744 | 0.19046
2015-12-28 20:00 | 9.1 | 8.2584 | 0.5563 | 0.33378
2015-12-28 21:00 | 7 | 6.3526 | 0.24456 | 0.14674
2015-12-28 22:00 | 4.8 | 4.3561 | 0.068098 | 0.040859
2015-12-28 23:00 | 3.6 | 3.2671 | 0.019552 | 0.011731
2015-12-29 | 2.5 | 2.2688 | 0 | 0
2015-12-29 01:00 | 0.7 | 0.63526 | 0 | 0
2015-12-29 02:00 | 3.2 | 2.9041 | 0.0090073 | 0.0054044
2015-12-29 03:00 | 4.7 | 4.2653 | 0.062959 | 0.037775
2015-12-29 04:00 | 5.4 | 4.9006 | 0.10369 | 0.062213
2015-12-29 05:00 | 7.1 | 6.4434 | 0.25588 | 0.15353
2015-12-29 06:00 | 6.4 | 5.8081 | 0.18317 | 0.1099
2015-12-29 07:00 | 5 | 4.5376 | 0.079038 | 0.047423
2015-12-29 08:00 | 5.2 | 4.7191 | 0.090889 | 0.054533
2015-12-29 09:00 | 5.4 | 4.9006 | 0.10369 | 0.062213
2015-12-29 10:00 | 4.9 | 4.4468 | 0.073457 | 0.044074
2015-12-29 11:00 | 5.2 | 4.7191 | 0.090889 | 0.054533
2015-12-29 12:00 | 4 | 3.6301 | 0.032721 | 0.019633
2015-12-29 13:00 | 5.4 | 4.9006 | 0.10369 | 0.062213
2015-12-29 14:00 | 4 | 3.6301 | 0.032721 | 0.019633
2015-12-29 15:00 | 5.7 | 5.1729 | 0.12474 | 0.074845
2015-12-29 16:00 | 5.2 | 4.7191 | 0.090889 | 0.054533
2015-12-29 17:00 | 5.3 | 4.8099 | 0.097168 | 0.058301
2015-12-29 18:00 | 3.9 | 3.5393 | 0.029167 | 0.0175
2015-12-29 19:00 | 5.2 | 4.7191 | 0.090889 | 0.054533
2015-12-29 20:00 | 4.5 | 4.0838 | 0.053317 | 0.03199
2015-12-29 21:00 | 5.7 | 5.1729 | 0.12474 | 0.074845
2015-12-29 22:00 | 7.3 | 6.6249 | 0.2795 | 0.1677
2015-12-29 23:00 | 7.1 | 6.4434 | 0.25588 | 0.15353
2015-12-30 | 6.9 | 6.2619 | 0.23356 | 0.14014
2015-12-30 01:00 | 7 | 6.3526 | 0.24456 | 0.14674
2015-12-30 02:00 | 5.5 | 4.9914 | 0.11045 | 0.066272
2015-12-30 03:00 | 6.1 | 5.5359 | 0.15647 | 0.093883
2015-12-30 04:00 | 7.4 | 6.7156 | 0.29181 | 0.17509
2015-12-30 05:00 | 9 | 8.1677 | 0.53765 | 0.32259
2015-12-30 06:00 | 11.1 | 10.0735 | 1 | 0.6
2015-12-30 07:00 | 11.4 | 10.3457 | 1 | 0.6
2015-12-30 08:00 | 11.6 | 10.5272 | 1 | 0.6
2015-12-30 09:00 | 9.8 | 8.8937 | 0.69876 | 0.41926
2015-12-30 10:00 | 6.7 | 6.0804 | 0.21249 | 0.1275
2015-12-30 11:00 | 8.4 | 7.6232 | 0.43416 | 0.2605
2015-12-30 12:00 | 6.6 | 5.9896 | 0.20242 | 0.12145
2015-12-30 13:00 | 4.9 | 4.4468 | 0.073457 | 0.044074
2015-12-30 14:00 | 4.1 | 3.7208 | 0.036458 | 0.021875
2015-12-30 15:00 | 1.5 | 1.3613 | 0 | 0
2015-12-30 16:00 | 5 | 4.5376 | 0.079038 | 0.047423
2015-12-30 17:00 | 3.4 | 3.0856 | 0.01397 | 0.008382
2015-12-30 18:00 | 0.7 | 0.63526 | 0 | 0
2015-12-30 19:00 | 1.8 | 1.6335 | 0 | 0
2015-12-30 20:00 | 5.8 | 5.2636 | 0.13227 | 0.079364
2015-12-30 21:00 | 1.7 | 1.5428 | 0 | 0
2015-12-30 22:00 | 1.7 | 1.5428 | 0 | 0
2015-12-30 23:00 | 6.1 | 5.5359 | 0.15647 | 0.093883
2015-12-31 | 6.2 | 5.6266 | 0.16509 | 0.099052
2015-12-31 01:00 | 8.3 | 7.5324 | 0.41828 | 0.25097
2015-12-31 02:00 | 8.6 | 7.8047 | 0.46708 | 0.28025
2015-12-31 03:00 | 7.4 | 6.7156 | 0.29181 | 0.17509
2015-12-31 04:00 | 10.2 | 9.2567 | 0.78989 | 0.47393
2015-12-31 05:00 | 8 | 7.2602 | 0.37288 | 0.22373
2015-12-31 06:00 | 10.3 | 9.3474 | 0.81382 | 0.48829
2015-12-31 07:00 | 11.3 | 10.255 | 1 | 0.6
2015-12-31 08:00 | 11.8 | 10.7087 | 1 | 0.6
2015-12-31 09:00 | 13.4 | 12.1608 | 1 | 0.6
2015-12-31 10:00 | 11.9 | 10.7995 | 1 | 0.6
2015-12-31 11:00 | 9.1 | 8.2584 | 0.5563 | 0.33378
2015-12-31 12:00 | 8.4 | 7.6232 | 0.43416 | 0.2605
2015-12-31 13:00 | 7.3 | 6.6249 | 0.2795 | 0.1677
2015-12-31 14:00 | 8 | 7.2602 | 0.37288 | 0.22373
2015-12-31 15:00 | 7.9 | 7.1694 | 0.35849 | 0.21509
2015-12-31 16:00 | 8 | 7.2602 | 0.37288 | 0.22373
2015-12-31 17:00 | 9.9 | 8.9844 | 0.72086 | 0.43252
2015-12-31 18:00 | 7.3 | 6.6249 | 0.2795 | 0.1677
2015-12-31 19:00 | 4.9 | 4.4468 | 0.073457 | 0.044074
2015-12-31 20:00 | 4.4 | 3.9931 | 0.048806 | 0.029284
2015-12-31 21:00 | 2.5 | 2.2688 | 0 | 0
2015-12-31 22:00 | 3.8 | 3.4486 | 0.025791 | 0.015474
2015-12-31 23:00 | 4.3 | 3.9023 | 0.044496 | 0.026697

## Parameters
Parameter | Value
Source file | C:\Users\396373\Downloads\PhD\script da caricare\table_2015_2016_seklima.csv
Turbine name | IceWind RW600
Rated power [kW] | 0.6
Peak power [kW] - metadata only | 3
Cut-in speed [m/s] | 2.5
Rated speed [m/s] | 10
Cut-out speed [m/s] - modelling assumption | 25
Survival speed [m/s] - metadata only | 70
Reference wind height [m] | 10
Turbine height [m] | 5
Power-law exponent [-] | 0.14
Power curve model | Generic piecewise cubic curve
Peak-power treatment | Power capped at rated power

## Data quality
Item | Value
Analysed year | 2015
Expected hourly records | 8760
Source rows for selected year | 8339
Source valid wind values | 8257
Negative wind values rejected | 0
Missing/invalid hours before filling | 503
Longest consecutive missing gap [h] | 232
Interpolation used | YES